## Capacity_AGR
Region | Technology | 2007 | 2010 | 2020 | 2030 | 2040 | 2050
IT | AGR_FT_NGA | 6.22 | 6.22 | 6.22 | 6.22 | 5.5646 | 5.7763
IT | AGR_FT_DST | 104.45 | 104.45 | 104.45 | 104.45 | 72.4932 | 72.0042
IT | AGR_FT_GSL | 0.66 | 0.66 | 0.66 | 0.66 | 0.396
IT | AGR_FT_LPG | 3.08 | 3.08 | 3.08 | 3.08 | 1.848
IT | AGR_FT_BIO | 0.03 | 0.057593 | 1.4396 | 1.4396 | 1.4276 | 1.382
IT | AGR_FT_GEO | 3.29 | 3.29 | 3.29 | 3.29 | 1.974 | 1.887
IT | AGR_FT_SOL | 0.024098 | 0.049159 | 0.10517 | 0.10517 | 0.10323 | 0.10693
IT | AGR_FT_ELC | 41.1635 | 61.1644 | 82.5463 | 103.9237 | 111.8298 | 88.0597
IT | AGR_FT_HET | 0.15009 | 0.31688 | 0.60025 | 0.60025 | 0.60025 | 0.61327
IT | AGR_TECH | 137.7 | 139.6259 | 139.6259 | 264.3525 | 337.2494 | 383.7408

## Capacity_COM
Region | Technology | 2007 | 2010 | 2020 | 2030 | 2040 | 2050
IT | COM_FT_NGA_E | 2438.9774 | 2972.8064 | 3691.992 | 3691.992 | 2927.4938 | 719.1856
IT | COM_FT_DST_E | 666.3606 | 891.3006 | 891.3006 | 891.3006 | 689.4054
IT | COM_FT_LPG_E | 158.3596 | 432.91 | 432.91 | 432.91 | 382.7532
IT | COM_FT_ELC_E | 1908.6121 | 2803.2632 | 3579.1066 | 4635.1397 | 4027.5561 | 3057.6911
IT | COM_FT_BIO_E | 35.914 | 35.9549 | 35.9957 | 35.9957 | 25.1785 | 0.040859
IT | COM_FT_GEO_E | 155.69 | 155.69 | 155.69 | 155.69 | 108.414
IT | COM_FT_SOL_E | 0.55704 | 0.79407 | 1.0311 | 1.0311 | 0.832 | 0.23704
IT | COM_FT_HET_E | 756.5658 | 874.0427 | 1007.5127 | 1014.8346 | 788.0409 | 141.913
IT | COM_FT_NGA_N |  | 78.6402 | 694.0068 | 807.6124 | 807.6124 | 807.6124
IT | COM_FT_DST_N | 2030: 73.6741; 2040: 73.6741; 2050: 73.6741
IT | COM_FT_LPG_N |  | 1.8117 | 89.93 | 406.7783 | 406.7783 | 406.7783
IT | COM_FT_BIO_N |  |  | 10.603 | 10.6438 | 10.6438 | 10.6438
IT | COM_FT_SOL_N |  |  | 4.8296 | 5.0667 | 5.0667 | 5.0667
IT | COM_FT_GEO_1_N | 0.62745 | 0.66667 | 25.8571 | 145.824 | 141.6331 | 37.9733
IT | COM_FT_GEO_2_N | 0.62745 | 0.62745 | 0.43922 | 67.5268 | 67.5268 | 8.244
IT | COM_FT_GEO_3_N | 2030: 25.3329; 2040: 25.3329
IT | COM_FT_HET_N |  | 0.8472 | 0.8472 | 0.8472 | 0.8472 | 0.8472
IT | COM_SH_HT_NGA_E | 5694.3919 | 6668.7864 | 6307.6433 | 1412.6345
IT | COM_SH_HP_NGA_E | 2007: 22.4396; 2010: 22.4396; 2020: 15.69
IT | COM_SH_HT_DST_E | 1582.8683 | 2983.0246 | 2534.0231 | 29.554
IT | COM_SH_HT_LPG_E | 282.8367 | 585.1802 | 1006.6051 | 509.7249
IT | COM_SH_HT_BIO_E | 9.1996 | 11.6638 | 8.871 |  | 2.661 | 2.661
IT | COM_SH_RES_ELC_E | 1440.1633 | 1440.1633 | 1119.5774 | 113.0461
IT | COM_SH_HP_ELC_E | 2007: 4236.7617; 2010: 5050.1563; 2020: 1243.4997
IT | COM_SH_HEX_HET_E | 2246.6819 | 2246.6819 | 1971.3201 | 399.499
IT | COM_SH_HEX_GEO_E | 732.6509 | 1192.6371 | 1651.4259 | 1790.0779 | 2493.5562 | 2632.2082
IT | COM_SC_ABS_NGA_E | 4363.336 | 4363.336 | 6316.121 | 3276.4957
IT | COM_SC_CHL_DST_E | 2007: 98.8308; 2010: 164.8724; 2020: 134.225
IT | COM_SC_CCL_ELC_CNT_E | 2007: 5287.6154; 2010: 13544.0496; 2020: 11904.355
IT | COM_SC_AHP_ELC_E | 2007: 33; 2010: 181.453; 2020: 80.4932
IT | COM_SC_ROOM_ELC_E | 2007: 1094.9231; 2010: 1826.5716; 2020: 573.7489
IT | COM_SC_ROOF_ELC_E | 2007: 7853.303; 2010: 15532.1492; 2020: 13141.6783
IT | COM_WH_NGA_E | 2007: 141.529; 2010: 250.4049; 2020: 201.7292
IT | COM_WH_DST_E | 2007: 23.85; 2010: 31.3833; 2020: 22.9733
IT | COM_WH_LPG_E | 2007: 73.18; 2010: 96.2267; 2020: 70.4117
IT | COM_WH_ELC_E | 2007: 218.9; 2010: 310.6135; 2020: 233.4235
IT | COM_WH_HET_E | 2007: 12.5842; 2010: 12.5842; 2020: 8.3198
IT | COM_LG_INC_E | 2007: 5.63; 2010: 2.3114
IT | COM_LG_SHAL_E | 2007: 1.347; 2010: 0.9427
IT | COM_LG_IRCHAL_E | 2007: 3.346; 2010: 1.5498
IT | COM_LG_SFL_E | 2007: 178.3; 2010: 106.9333
IT | COM_LG_LFL_E | 2007: 884; 2010: 154.7
IT | COM_LG_CFL_C_E | 2007: 157.5767; 2010: 27.0133
IT | COM_LG_MER_E | 2007: 108.0433; 2010: 18.9077
IT | COM_LG_SOD_E | 2007: 6.752; 2010: 4.7265
IT | COM_CK_NGA_E | 2007: 12.297; 2010: 16.8516; 2020: 4.0991
IT | COM_CK_LPG_E | 2007: 1.986; 2010: 1.986; 2020: 0.2942
IT | COM_CK_BIO_E | 0.007172 | 0.007172 | 0.0010569 |  | 0.003505 | 0.003505
IT | COM_CK_ELC_E | 2007: 3.038; 2010: 3.038; 2020: 0.4501
IT | COM_RF_RFR_ELC_E | 2007: 351.4143; 2010: 231.92
IT | COM_OE_OFF_ELC_E | 2007: 204.03; 2010: 279.5915; 2020: 68.0068
IT | COM_LG_INC_N
IT | COM_LG_SHAL_STD_N
IT | COM_LG_HAL_IMP_N
IT | COM_LG_SFL_N
IT | COM_LG_LFL_N | 61.829 | 217.1527 |  | 617.2 | 626 | 644.2
IT | COM_LG_CFL_N
IT | COM_LG_KER_N
IT | COM_LG_MER_N
IT | COM_LG_SOD_N | 2020: 563.4
IT | COM_WH_DST_N
IT | COM_WH_COND_DST_N
IT | COM_WH_NGA_N | 2050: 58.4685
IT | COM_WH_COND_NGA_N |  |  | 92.2799 | 92.2799 | 94.3417 | 94.3417
IT | COM_WH_LPG_N
IT | COM_WH_COND_LPG_N
IT | COM_WH_WPEL_BIO_N
IT | COM_WH_ELC_N | 2030: 0.29891; 2040: 0.29891; 2050: 78.9948
IT | COM_WH_AHP_ELC_N | 2020: 155.5326; 2030: 155.5326; 2040: 155.5326
IT | COM_WH_HEX_HET_N |  |  | 12.3875 | 16.3999 | 20.1257 | 43.4949
IT | COM_WH_SOL_N
IT | COM_SH_DST_N | 2030: 179.4692; 2040: 198.92; 2050: 19.4508
IT | COM_SH_COND_DST_N | 2020: 22.5725; 2030: 22.5725
IT | COM_SH_NGA_N | 2040: 1108.4265; 2050: 1108.4265
IT | COM_SH_COND_NGA_N |  |  | 1953.494 | 1953.494 | 936.4934 | 936.4934
IT | COM_SH_LPG_N | 2040: 295.9685; 2050: 295.9685
IT | COM_SH_COND_LPG_N | 2020: 343.4696; 2030: 1287.7791; 2040: 944.3094
IT | COM_SH_HEX_HET_N |  |  | 9.2677 | 13.9351 | 18.6026 | 13.9351
IT | COM_SH_HP_AIR_N | 2030: 244.4522; 2040: 244.4522; 2050: 244.4522
IT | COM_SH_HP_PRB_N |  |  | 653.8127 | 653.8127 | 653.8127 | 653.8127
IT | COM_SH_HP_N | 2050: 6172.2764
IT | COM_SH_GEO_N
IT | COM_SH_DST_SOL_N
IT | COM_SH_LPG_SOL_N
IT | COM_SH_NGA_SOL_N | 2020: 24.2074; 2030: 24.2074
IT | COM_SH_WPEL_N | 2020: 28.0287; 2030: 28.0287
IT | COM_SC_DST_STD_N
IT | COM_SC_DST_N
IT | COM_SC_HP_STD_N
IT | COM_SC_HP_IMP_N
IT | COM_SC_ROOF_STD_N
IT | COM_SC_ELC_GEO_IMP_N
IT | COM_SC_ELC_GEO_ADV_N
IT | COM_SC_ROOF_ADV_N | 2030: 21251.8324; 2040: 27559.2308; 2050: 6307.3983
IT | COM_SC_REC_N
IT | COM_SC_REC_IMP_N
IT | COM_SC_CNF_N
IT | COM_SC_CNF_IMP_N
IT | COM_SC_CNT_N
IT | COM_SC_ROOM_N
IT | COM_SC_GEO_IMP_N
IT | COM_SC_ABS_NGA_N
IT | COM_SC_NGA_STD_N | 2020: 3878.9368; 2030: 3878.9368
IT | COM_SC_NGA_IMP_N
IT | COM_CK_NGA_N | 0.47133 | 1.8987 | 6.0729 | 6.0322 | 5.7439 | 5.5084
IT | COM_CK_LPG_N
IT | COM_CK_DST_N
IT | COM_CK_ELC_N | 0.35527 | 0.80138 | 2.0641 | 2.5258 | 2.9011 | 3.3121
IT | COM_CK_BIO_N
IT | COM_OE_OFF_ELC_STD_N
IT | COM_OE_OFF_ELC_IMP_N | 2007: 10.47; 2010: 7.329
IT | COM_OE_OFF_ADV_N |  | 28.0095 | 123.1 | 134.9 | 136.8 | 140.8
IT | COM_RF_STD_N | 2030: 179.3571; 2040: 181.9286; 2050: 187.2143
IT | COM_RF_IMP_N
IT | COM_RF_N | 2020: 163.7143
IT | COM_CHP_NGA_CI_N
IT | COM_CHP_NGA_MICRO_N
IT | COM_CHP_NGA_CC_N
IT | COM_CHP_SLB_CI_N |  |  | 0.58729 | 0.29364 | 0.19553 | 0.19553
IT | COM_CHP_NGA_SOFC_N
IT | COM_CHP_H2_PEMFC_N | 2050: 0.3097

## Capacity_ELC
Region | Technology | 2007 | 2010 | 2020 | 2030 | 2040 | 2050
IT | ELC_FT_BGS | 56.7057 | 113.4113 | 170.117 | 226.8227 | 283.5283 | 317.5872
IT | ELC_FT_BLQ | 25.8978 | 51.7956 | 77.6934 | 103.5911 | 129.4889 | 129.4889
IT | ELC_FT_BMU | 124.6421 | 155.2254 | 155.2254 | 239.1497 | 239.1497 | 239.1497
IT | ELC_FT_COA | 473.7218 | 947.4436 | 1253.0965 | 1253.0965 | 1253.0965 | 1253.0965
IT | ELC_FT_DERGAS | 23.6345 | 47.269 | 70.9034 | 70.9034 | 70.9034 | 70.9034
IT | ELC_FT_ELC_IMP | 984.6415 | 1895.0016 | 2849.6306 | 3230.79 | 4691.4925 | 5033.6205
IT | ELC_FT_GEO | 1216.971 | 1622.6248 | 1852.9124 | 1916.3552 | 1979.7981 | 1979.7981
IT | ELC_FT_HHC | 88.125 | 176.25 | 264.375 | 320.5989 | 320.5989 | 320.5989
IT | ELC_FT_HYD | 350.0451 | 661.5996 | 1029.6229 | 1288.0788 | 1566.6012 | 1847.1651
IT | ELC_FT_NGA | 1962.3833 | 3651.242 | 5498.5228 | 7468.7281 | 9213.2657 | 9213.2657
IT | ELC_FT_OIL | 291.9588 | 536.2245 | 702.3404 | 729.9664 | 757.5924 | 758.6975
IT | ELC_FT_SLB_RES | 57.9274 | 115.8549 | 173.7823 | 202.746 | 202.746 | 202.746
IT | ELC_FT_SLB_VIR | 15.9775 | 31.9551 | 47.9326 | 55.9413 | 61.2342 | 66.5257
IT | ELC_FT_SOL | 263.9644 | 720.2382 | 1203.0594 | 1637.8862 | 2004.6308 | 2218.2795
IT | ELC_FT_WIN | 62.8142 | 112.143 | 174.9573 | 236.4177 | 251.7442 | 261.0933
IT | ELC_COA_COND_E | 4.6 | 4.6 | 4.6 | 4.6 | 2.76
IT | ELC_COA_OIL_E | 2.38 | 2.38 | 2.38 | 2.38 | 1.428
IT | ELC_DERGAS_CC_E | 0.71 | 0.71 | 0.71 | 0.71 | 0.426
IT | ELC_NGA_CC_E | 14.86 | 14.86 | 14.86 | 14.86 | 8.916
IT | ELC_NGA_OIL_E | 3.89 | 3.89 | 3.89 | 3.89 | 2.334
IT | ELC_NGA_STM_REP_E | 3.29 | 3.29 | 3.29 | 3.29 | 1.974
IT | ELC_NGA_TURB_E | 1.8 | 1.8 | 1.8 | 1.8 | 1.08
IT | ELC_NGA_MIN_E | 1.48 | 1.48 | 1.48 | 1.48 | 0.888
IT | ELC_DST_TURB_E | 0.67 | 0.67 | 0.67 | 0.67 | 0.402
IT | ELC_OIL_STM_E | 6.99 | 6.99 | 6.99 | 6.99 | 4.194
IT | ELC_BGS_E | 0.27 | 0.27 | 0.27 | 0.27 | 0.162
IT | ELC_BIO_CEN_E | 0.23 | 0.23 | 0.23 | 0.23 | 0.138
IT | ELC_BIO_DST_E | 0.26 | 0.26 | 0.26 | 0.26 | 0.156
IT | ELC_GEO_E | 0.76456 | 0.76456 | 0.76456 | 0.76456 | 0.46019
IT | ELC_SOL_E | 0.02 | 0.02 | 0.02 | 0.02 | 0.012
IT | ELC_WIN_E | 2007: 1.8448; 2010: 2.1387; 2020: 0.19514
IT | ELC_HYD_FLO_E | 2.69 | 2.69 | 3.1166 | 5.4896 | 6.3262 | 4.7122
IT | ELC_HYD_FLO_L10MW_E | 2.05 | 2.05 | 3.2099 | 4.2836 | 4.0499 | 16.6828
IT | ELC_HYD_RES_E | 9.55 | 10.8054 | 10.8054 | 17.9034 | 23.3547 | 16.3692
IT | ELC_HYD_PUM_E | 7.09 | 7.09 | 7.09 | 7.09 | 4.254
IT | ELC_CHP_GASDER_CC_E | 2.2928 | 2.2928 | 6.5155 | 6.5155 | 5.7016 | 10.7676
IT | ELC_CHP_HHC_CC_E | 2.6892 | 2.6892 | 2.6892 | 2.6892 | 1.7174
IT | ELC_CHP_NGA_CC_E | 11.4628 | 11.4628 | 11.4628 | 11.4628 | 7.15
IT | ELC_CHP_NGA_TURB_CEN_E | 1.34 | 1.34 | 1.34 | 1.34 | 0.804
IT | ELC_CHP_NGA_TURB_DST_E | 1.34 | 1.34 | 3.4659 | 3.4659 | 2.9299 | 2.1259
IT | ELC_CHP_NGA_STM_COND_E | 0.71 | 0.71 | 0.71 | 0.71 | 0.426
IT | ELC_CHP_OIL_STM_COND_CEN_E | 0.53385 | 0.53385 | 0.53385 | 0.53385 | 0.3397
IT | ELC_CHP_OIL_STM_COND_DST_E | 0.93 | 0.93 | 0.93 | 0.93 | 0.558
IT | ELC_CHP_BMU_E | 0.58 | 1.0207 | 1.117 | 1.117 | 0.88499 | 0.096242
IT | ELC_CHP_BGS_COG_E | 0.07 | 0.07 | 0.07 | 0.07 | 0.042
IT | ELC_CHP_COA_IGCC_E | 0.83 | 0.83 | 0.83 | 0.83 | 0.498
IT | ELC_CHP_BIO_CEN_E | 0.17 | 0.17 | 0.17 | 0.17 | 0.102
IT | HET_NGA_E | 1268.742 | 1268.742 | 1268.742 | 1268.742 | 886.9094
IT | HET_GEO_E | 1644.3289 | 1754.2359 | 1875.1739 | 1875.1739 | 1380.0922 | 120.938
IT | ELC_COA_STM_P | 0.8 | 0.8 | 1.7726 | 1.5326 | 0.9726
IT | ELC_NGA_CC_P | 2040: 6.7387; 2050: 6.7387
IT | ELC_CHP_NGA_CC_P | 1.64 | 2.5064 | 2.5064 | 3.25 | 3.25 | 3.25
IT | ELC_CHP_NGA_TURB_P | 2030: 0.1; 2040: 0.1; 2050: 0.1
IT | ELC_WIN_P | 0.6 | 1.62 | 1.62 | 1.62 | 1.62 | 1.62
IT | ELC_NGA_CT_N
IT | ELC_NGA_CC_N | 2030: 5.7891; 2040: 17.0054; 2050: 17.0054
IT | ELC_COA_STM_N
IT | ELC_OIL_STM_N
IT | ELC_BLQ_N | 2020: 0.21011; 2030: 0.10506; 2050: 0.45167
IT | ELC_BIO_5C_N | 2020: 0.83; 2030: 0.415
IT | ELC_BIO_12C_N
IT | ELC_BGS_AGR_N | 2020: 0.325; 2030: 0.35263; 2040: 0.525
IT | ELC_BGS_LAN_N |  | 0.28696 | 0.35 | 0.54 | 0.63 | 0.72
IT | ELC_HYD_MICRO_N
IT | ELC_HYD_MINI_N |  |  | 1.9276 | 2.2735 | 2.2735 | 0.3459
IT | ELC_GEO_HENT_N
IT | ELC_GEO_LENT_N
IT | ELC_WIN_N | 2020: 5.7822; 2030: 5.7822
IT | ELC_WIN_OFF_N
IT | ELC_WIN_OFF_DEEP_N
IT | ELC_PV_GRO_ITC_N
IT | ELC_PV_GRO_ITF_N | 2020: 2.99; 2030: 2.99; 2040: 2.99
IT | ELC_PV_GRO_ITG_N | 2020: 1.75; 2030: 1.75; 2040: 1.75
IT | ELC_PV_GRO_ITH_N |  | 0.0093484 | 4.92 | 4.92 | 4.9107
IT | ELC_PV_GRO_ITI_N |  | 2.81 | 2.81 | 7.2126 | 4.4026 | 4.4026
IT | ELC_PV_ROOF_ITC_N | 2040: 2.9438; 2050: 2.9438
IT | ELC_PV_ROOF_ITF_N | 2030: 4.3533; 2040: 4.9267; 2050: 4.9267
IT | ELC_PV_ROOF_ITG_N |  |  | 0.3508 | 1.69 | 2.18 | 1.8292
IT | ELC_PV_ROOF_ITH_N |  |  | 1.41 | 2.52 | 3.63 | 2.22
IT | ELC_PV_ROOF_ITI_N |  |  | 1.89 | 2.8167 | 3.7433 | 1.8533
IT | ELC_H2_PEMFC_N | 2050: 0.004061
IT | ELC_CHP_BMU_N |  |  | 0.28292 | 0.75975 | 1.4635 | 1.8356
IT | ELC_CHP_NGA_TURB_N
IT | ELC_CHP_NGA_CC_N | 1.7698 | 1.7698 | 9.9322 | 9.4013 | 8.6167 | 0.4543
IT | ELC_CHP_NGA_CP_N |  |  | 2.2145 | 15.4384 | 18.1636 | 18.1636
IT | ELC_CHP_NGA_TAP_N
IT | HET_NGA_N
IT | HET_OIL_N |  |  | 36.8347 | 36.8347 | 36.8347 | 36.8347
IT | HET_BIO_N
IT | HET_COA_N
IT | HET_GEO_N |  | 14.9243 | 54.7621 | 84.5904 | 84.5904 | 84.5904
IT | HET_GEO_SHA_N

## Capacity_H2
Region | Technology | 2020 | 2030 | 2040 | 2050
IT | H2_SMR_CL |  |  | 21.7989 | 31.9726
IT | H2_SMR_CS
IT | H2_SMR_DM
IT | H2_SMR_DS
IT | H2_COA_CL
IT | H2_COA_CM
IT | H2_HOPO
IT | H2_ELALK_CL
IT | H2_ELALK_DS
IT | H2_ELPEM_CL
IT | H2_ELPEM_DS
IT | H2_SOEC_CL
IT | H2_SOEC_DS
IT | H2_AEM_DS
IT | H2_SBR_C
IT | H2_SBG_DS
IT | H2_SBG_CM
IT | H2_SER_D
IT | H2_DMY_CTE
IT | H2_DMY_CUE
IT | H2_DMY_DTE
IT | H2_DMY_SYNFUELS
IT | H2_ST_CT
IT | H2_ST_DT
IT | H2_ST_UG
IT | H2_BLEND
IT | H2_ELC_FT | 9.1564 | 18.3127 | 27.7143 | 36.8707
IT | H2_IND_FT_GC
IT | H2_TRA_FT_LC1 |  |  | 26.3908 | 26.3908
IT | H2_TRA_FT_GC1
IT | H2_TRA_FT_LC2
IT | H2_TRA_FT_GC2
IT | H2_TRA_FT_GC3
IT | H2_TRA_FT_GC4
IT | H2_TRA_FT_GC5
IT | H2_IND_FT_GDE
IT | H2_TRA_FT_GD
IT | H2_TRA_FT_LD

## Capacity_IND
Region | Technology | 2007 | 2010 | 2020 | 2030 | 2040 | 2050
IT | IND_FT_BFG_E | 0.34587 | 0.34587 | 0.40315 | 0.40315 | 0.28089 | 0.057277
IT | IND_FT_BFG_N | 0.068961 | 0.21372 | 0.21372 | 0.57186 | 0.57186 | 0.57186
IT | IND_FT_BIO_E | 23.0509 | 23.0509 | 23.0509 | 23.0509 | 14.9456
IT | IND_FT_BIO_N | 5.41 | 13.33 | 24.6403 | 35.4523 | 35.4523 | 35.4523
IT | IND_FT_COA_E | 80.2 | 97.6348 | 97.6348 | 97.6348 | 69.5648
IT | IND_FT_COA_N | 0.2972 | 0.78662 | 1.1527 | 66.9648 | 66.9648 | 66.9648
IT | IND_FT_COG_N | 2030: 15.1098; 2040: 15.1098; 2050: 15.1098
IT | IND_FT_COK_E | 72.7 | 122.3329 | 141.7129 | 141.7129 | 112.6329 | 19.38
IT | IND_FT_COK_N | 2030: 24.5757; 2040: 24.5757; 2050: 24.5757
IT | IND_FT_ELC_E | 1249.27 | 1678.54 | 2067.55 | 2432.6253 | 1975.8443 | 754.0853
IT | IND_FT_ETH_E | 31.39 | 31.39 | 31.39 | 31.39 | 19.333
IT | IND_FT_ETH_N | 2030: 4.1986; 2040: 4.3922; 2050: 7.5799
IT | IND_FT_GEO_1_N
IT | IND_FT_GEO_2_N
IT | IND_FT_GEO_3_N
IT | IND_FT_HET_E | 121 | 121 | 121 | 121 | 72.6
IT | IND_FT_HET_N | 116.1621 | 131 | 131 | 131 | 131 | 131
IT | IND_FT_HFO_E | 139 | 139 | 139 | 139 | 83.4
IT | IND_FT_HFO_N | 2030: 12.3663; 2040: 12.3663; 2050: 12.4363
IT | IND_FT_OIL_E | 75 | 83.5636 | 83.5636 | 83.5636 | 53.5636
IT | IND_FT_OIL_N | 2030: 20.186; 2040: 20.2224; 2050: 21.4813
IT | IND_FT_LPG_E | 19.3 | 19.3 | 19.3 | 19.3 | 11.58
IT | IND_FT_LPG_N | 2030: 21.8129; 2040: 21.8129; 2050: 21.8129
IT | IND_FT_NAP_E | 135.0096 | 136.2646 | 136.2646 | 136.2646 | 82.9617
IT | IND_FT_NAP_N | 2030: 3.446; 2040: 3.446; 2050: 5.0494
IT | IND_FT_NGA_E | 676 | 1157.2 | 1157.2 | 1157.2 | 886.8
IT | IND_FT_NGA_N |  |  | 65.257 | 274.3367 | 274.3367 | 274.3367
IT | IND_FT_PTC_E | 213.0467 | 213.0467 | 213.0467 | 213.0467 | 138.1327
IT | IND_FT_PTC_N |  |  | 11.731 | 11.731 | 11.731 | 11.731
IT | IND_MD_TECH | 465.8178 | 609.3825 | 634.8877 | 663.219 | 691.0158 | 691.0158
IT | IND_MD_ELC_E | 2007: 811.1429; 2010: 811.1429; 2020: 526.4
IT | IND_MD_DST_E | 2007: 0.31107; 2010: 0.31107; 2020: 0.19135
IT | IND_STM_TECH | 304.3398 | 361.5009 | 361.5009 | 362.3555 | 362.3555 | 362.3555
IT | IND_STM_BYPROD
IT | IND_STM_BIO_E | 1.3923 | 1.3923 | 1.6903 | 0.50574 | 0.14899
IT | IND_STM_DST_E | 7.9763 | 7.9763 | 7.9763 | 0.95726
IT | IND_STM_COA_E | 0.20053 | 0.20053 | 0.22598 | 0.055351 | 0.012722
IT | IND_STM_HFO_E | 36.6 | 36.6 | 36.6 | 3.66
IT | IND_STM_LPG_E | 2.2889 | 2.6152 | 2.6152 | 0.48993
IT | IND_STM_NGA_E | 242.2821 | 242.2821 | 242.2821 | 34.1564
IT | IND_STM_HET_E | 131 | 185.4928 | 185.4928 | 40.3464
IT | IND_CH_TECH | 44.31 | 62.23 | 78.15 | 94.67 | 111.26 | 128.43
IT | IND_CH_OLF_E | 5.8 | 8.2696 | 9.5043 | 7.4683 | 1.2348
IT | IND_CH_BTX_E | 0.806 | 0.806 | 0.806 | 0.4836
IT | IND_CH_AMM_E | 0.645 | 0.645 | 0.645 | 0.387
IT | IND_CH_MTH_E | 0.0974 | 0.13632 | 0.13632 | 0.10213
IT | IND_CH_CHL_E | 0.215 | 0.215 | 0.215 | 0.129
IT | IND_CH_OTH_E | 34.3662 | 34.3662 | 46.7201 | 47.6098 | 38.0473 | 39.0173
IT | IND_CH_FS_NGA_E | 103.3282 | 132.3535 | 160.8302 | 125.8318 | 57.2852 | 28.8085
IT | IND_CH_FS_LPG_E | 1.21 | 35.4806 | 35.4806 | 35.0526
IT | IND_CH_FS_KER_E | 16.37 | 16.37 | 16.37 | 10.582
IT | IND_CH_FS_HFO_E | 32.65 | 32.65 | 32.65 | 21.105
IT | IND_CH_FS_DST_E | 51.36 | 64.9943 | 64.9943 | 46.8363
IT | IND_CH_FS_NSP_E | 2.18 | 5.2194 | 5.2194 | 4.4484
IT | IND_CH_FS_GSL_E | 11.78 | 14.9057 | 14.9057 | 10.7407
IT | IND_CH_FS_NAP_E | 234.95 | 320.3374 | 320.3374 | 237.2524
IT | IND_CH_FS_RFG_E | 36.58 | 36.58 | 36.58 | 23.646
IT | IND_CH_EC_E | 17.1 | 31.3609 | 31.3609 | 24.5209
IT | IND_CH_OTH_COK_E | 0.176 | 0.3135 | 0.3135 | 0.2431
IT | IND_CH_OTH_DST_E | 9.69 | 9.69 | 9.69 | 6.283
IT | IND_CH_OTH_ELC_E | 19.94 | 19.94 | 24.2226 | 17.2106 | 4.2826
IT | IND_CH_OTH_ETH_E | 2.3817 | 3.8567 | 3.8567 | 2.9532
IT | IND_CH_OTH_HFO_E | 3.39 | 3.39 | 4.2733 | 2.9173 | 0.88333
IT | IND_CH_OTH_NGA_E | 29.3087 | 29.3087 | 29.3087 | 18.4461
IT | IND_CH_OTH_PTC_E | 0.626 | 0.626 | 0.626 | 0.4059
IT | IND_IS_TECH | 63.18 | 86.91 | 109.98 | 109.98 | 109.98 | 109.98
IT | IND_IS_BOF_E | 11.8 | 11.8 | 11.8 | 7.08
IT | IND_IS_EAF_E | 35.5102 | 35.5102 | 35.5102 | 22.8771
IT | IND_IS_OTH_ELC_E | 19.748 | 27.1279 | 27.1279 | 20.1935
IT | IND_IS_FS_COK_E | 141.2197 | 165.7954 | 165.7954 | 138.3639 | 35.2043 | 35.2043
IT | IND_IS_FS_PTC_E | 14.9752 | 14.9752 | 14.9752 | 10.4697 |  | 7.5646
IT | IND_NF_TECH | 8.592 | 8.592 | 8.592 | 8.592 | 8.592 | 11.912
IT | IND_NF_ALU_E | 3.1978 | 3.1978 | 3.1978 | 2.0266
IT | IND_NF_COP_E | 0.60194 | 0.60194 | 0.60194 | 0.38146
IT | IND_NF_ZNC_E | 0.3808 | 0.3808 | 0.3808 | 0.22848
IT | IND_NF_OTH_E | 2.9613 | 4.0677 | 4.0677 | 4.1007 | 2.1569 | 2.1569
IT | IND_NF_EC_E | 10 | 15.4223 | 15.4223 | 11.4223
IT | IND_NF_OTH_ELC_E | 16.7215 | 21.6455 | 21.6455 | 15.7492
IT | IND_NF_OTH_DST_E | 0.30128 | 0.42961 | 0.42961 | 0.31338
IT | IND_NF_OTH_NGA_E | 5.901 | 5.901 | 5.901 | 3.8296
IT | IND_NF_OTH_LPG_E | 1.3194 | 1.3194 | 1.3194 | 0.83529
IT | IND_NM_TECH | 125.77 | 175.13 | 213.91 | 252.86 | 292.25 | 332.83
IT | IND_NM_CLK_DRY_E | 34.58 | 34.58 | 34.58 | 20.748
IT | IND_NM_CLK_WET_E | 26.98 | 37.23 | 42.9691 | 33.4971 | 5.7391
IT | IND_NM_LIM_E | 10.26 | 10.26 | 10.26 | 6.658
IT | IND_NM_GLS_E | 3.68 | 3.68 | 3.68 | 2.208
IT | IND_NM_CRM_E | 61.4 | 61.4 | 61.4 | 36.84
IT | IND_NM_OTH_COK_E | 0.21761 | 0.21761 | 0.21761 | 0.13493
IT | IND_NM_OTH_DST_E | 0.413 | 0.57633 | 0.63078 | 0.48518 | 0.054444
IT | IND_NM_OTH_ELC_E | 9.6019 | 9.6019 | 11.8671 | 8.4485 | 2.2652
IT | IND_NM_OTH_LPG_E | 0.662 | 0.662 | 0.662 | 0.3972
IT | IND_NM_OTH_NGA_E | 14.4061 | 17.0446 | 17.0446 | 11.9878
IT | IND_PP_TECH | 21.23 | 29.9 | 38.63 | 38.63 | 47.28 | 56.01
IT | IND_PP_PUL_TECH | 6.3501 | 6.3695 | 10.8753 | 10.8753 | 8.9703 | 4.5058
IT | IND_PP_PUL_CHEM_E | 0.32 | 0.4487 | 0.51304 | 0.39984 | 0.064348
IT | IND_PP_PUL_MEC_E | 2.43 | 3.4561 | 3.4561 | 2.6021
IT | IND_PP_PUL_REC_E | 11.4911 | 11.4911 | 13.7886 | 9.7213 | 2.2975
IT | IND_PP_PAP_E | 11.12 | 11.12 | 11.12 | 6.672
IT | IND_PP_PH_HFO_E | 0.47258 | 0.57226 | 0.57226 | 0.39009
IT | IND_PP_PH_DST_E | 0.0469 | 0.0469 | 0.066422 | 0.047662 | 0.019522
IT | IND_PP_PH_NGA_E | 5.04 | 5.04 | 5.04 | 3.271
IT | IND_PP_PH_ELC_E | 2.21 | 3.1491 | 3.1491 | 2.3731
IT | IND_PP_OTH_DST_E | 0.0918 | 0.13084 | 0.13084 | 0.098613
IT | IND_PP_OTH_ELC_E | 2.21 | 3.1491 | 3.1491 | 2.3731
IT | IND_PP_OTH_LPG_E | 0.1216 | 0.1216 | 0.1216 | 0.07891
IT | IND_OTH_TECH | 923.15 | 923.15 | 1317.54 | 1712.31 | 2100.7 | 2488.88
IT | IND_OTH_PH_DST_E | 18.12 | 24.36 | 24.36 | 17.97
IT | IND_OTH_PH_HFO_E | 38.8 | 58.7429 | 58.7429 | 43.2229
IT | IND_OTH_PH_LPG_E | 10.0755 | 10.0755 | 10.0755 | 6.4438
IT | IND_OTH_PH_NGA_E | 341 | 341 | 341 | 221
IT | IND_OTH_OTH_ELC_E | 60.9 | 86.813 | 99.7696 | 78.3896 | 12.9565
IT | IND_ONS_TECH | 281.03 | 281.03 | 412.02 | 548.78 | 591.631 | 559.33
IT | IND_NEU_TECH | 325.23 | 455.51 | 587.28 | 716.57 | 731.631 | 390.29
IT | IND_MD_DST_N
IT | IND_MD_LPG_N
IT | IND_MD_NGA_N | 2030: 0.496; 2040: 0.248
IT | IND_MD_ELC_N | 8.9539 | 8.9539 | 163.3179 | 231.0855 | 222.3628 | 218.6797
IT | IND_STM_BFG_N |  | 0.20386 | 0.20386 | 0.62193 | 0.41807 | 0.41807
IT | IND_STM_BIO_N | 3.621 | 5.5357 | 5.5357 | 4.4494
IT | IND_STM_COA_N
IT | IND_STM_COG_N | 2030: 17.5836; 2040: 17.5836; 2050: 17.5836
IT | IND_STM_DST_N
IT | IND_STM_ETH_N
IT | IND_STM_HET_N |  | 39.4118 | 98.3458 | 104.4212 | 127.609 | 137.9641
IT | IND_STM_HFO_N
IT | IND_STM_LPG_N
IT | IND_STM_NGA_N | 27.9984 | 27.9984 | 28.9479 | 23.3858 | 3.7869 | 2.8374
IT | IND_STM_PTC_N
IT | IND_CH_HVC_NAPSC_N | 1.4288 | 1.4288 | 1.5643 | 1.1356 | 0.13547 | 1.4773
IT | IND_CH_HVC_ETHSC_N | 0.20563 | 0.20563 | 0.67406 | 1.7135 | 1.5695 | 2.9109
IT | IND_CH_HVC_GSOSC_N
IT | IND_CH_HVC_LPGSC_N
IT | IND_CH_HVC_NCC_N | 2020: 0.81909; 2030: 0.81909; 2040: 0.81909
IT | IND_CH_HVC_BDH_N
IT | IND_CH_HVC_N | 0.73524 | 0.80852 | 1.0874 | 1.5045 | 1.5793 | 1.3004
IT | IND_CH_OLF_PDH_N |  |  | 0.34004 | 2.7579 | 2.7579 | 2.4178
IT | IND_CH_OLF_MTO_N
IT | IND_CH_AMM_NGASR_N | 1.1448 | 1.1448 | 3.4638 | 7.0669 | 7.0968 | 7.3449
IT | IND_CH_AMM_NGASR_CCS_N
IT | IND_CH_AMM_NGASR_CCS_N_LINKED
IT | IND_CH_AMM_NAPPOX_N
IT | IND_CH_AMM_COAGSF_N
IT | IND_CH_AMM_BIOGSF_N
IT | IND_CH_AMM_ELCSYS_N
IT | IND_CH_MTH_NGASR_N | 0.019876 | 0.019876 | 0.099503 | 0.28746 | 0.27355 | 0.19392
IT | IND_CH_MTH_NGASR_CCS_N
IT | IND_CH_MTH_NGASR_CCS_N_LINKED
IT | IND_CH_MTH_COGSR_N
IT | IND_CH_MTH_LPGSR_N
IT | IND_CH_MTH_COAGSF_N | 0.032089 | 0.032089 | 0.032089 | 0.20065 | 0.17819 | 0.17819
IT | IND_CH_MTH_BIOGSF_N
IT | IND_CH_MTH_ELCSYS_N
IT | IND_CH_CHL_MERC_N | 0.025176 | 0.025176 | 0.025176 | 0.017623
IT | IND_CH_CHL_DIAP_N
IT | IND_CH_CHL_MEMB_N | 0.011796 | 0.011796 | 0.053151 | 0.17911 | 0.17987 | 0.18616
IT | IND_CH_EC_N | 2.3053 | 2.3053 | 5.0993 | 11.8722 | 11.646 | 11.7674
IT | IND_CH_FS_BIO_N
IT | IND_CH_FS_COA_N | 0.081827 | 0.54932 | 0.95953 | 0.93498 | 0.41021
IT | IND_CH_FS_DST_N
IT | IND_CH_FS_ETH_N | 4.128 | 21.597 | 21.597 | 20.3586 | 31.5373 | 31.5373
IT | IND_CH_FS_MTH_N
IT | IND_CH_FS_NGA_N | 2.0298 | 14.1651 | 20.3986 | 19.7897 | 17.8526 | 11.619
IT | IND_CH_FS_LPG_N |  | 118.5385 | 133.8185 | 252.3571 | 236.9547 | 221.6747
IT | IND_CH_FS_NAP_N | 66.4626 | 66.4626 | 66.4626 | 66.426 | 51.0703 | 51.0703
IT | IND_CH_OTH_COK_N
IT | IND_CH_OTH_DST_N
IT | IND_CH_OTH_ELC_N |  | 3.7502 | 3.7502 | 8.1043 | 9.7268 | 11.64
IT | IND_CH_OTH_ETH_N
IT | IND_CH_OTH_HFO_N
IT | IND_CH_OTH_NGA_N | 9.2235 | 9.2235 | 14.837 | 29.5933 | 27.1392 | 25.7614
IT | IND_IS_BOF_BFBOF_N | 2.478 | 2.478 | 2.478 | 1.7346
IT | IND_IS_BOF_BFBOF_CCS_N
IT | IND_IS_BOF_BFBOF_CCS_N_LINKED
IT | IND_IS_BOF_BFTGRBOF_CCS_N
IT | IND_IS_BOF_BFTGRBOF_CCS_N_LINKED
IT | IND_IS_DRI_DRIEAF_N | 0.91366 | 0.91366 | 11.8913 | 22.8925 | 22.2558 | 22.2461
IT | IND_IS_DRI_DRIEAF_CCS_N
IT | IND_IS_DRI_DRIEAF_CCS_N_LINKED
IT | IND_IS_DRI_HDREAF_N
IT | IND_IS_BOF_HISBOF_N | 2030: 4.8354; 2040: 4.8854; 2050: 4.8854
IT | IND_IS_BOF_HISBOF_CCS_N
IT | IND_IS_BOF_HISBOF_CCS_N_LINKED
IT | IND_IS_BOF_ULCOWIN_N
IT | IND_IS_BOF_ULCOLYSIS_N
IT | IND_IS_BOF_ULCORED_CCS_N
IT | IND_IS_BOF_ULCORED_CCS_N_LINKED
IT | IND_NF_AMN_BAY_N
IT | IND_NF_ALU_HLH_N
IT | IND_NF_ALU_SEC_N | 0.066927 | 0.066927 | 0.80505 | 1.6877 | 1.667 | 1.7135
IT | IND_NF_ALU_HLHIA_N
IT | IND_NF_ALU_CBT_N
IT | IND_NF_ALU_KAO_N
IT | IND_NF_COP_N | 0.013468 | 0.013468 | 0.16005 | 0.33536 | 0.33125 | 0.34048
IT | IND_NF_ZNC_N | 0.01243 | 0.01243 | 0.15258 | 0.3201 | 0.31618 | 0.32499
IT | IND_NF_EC_N | 0.39564 | 0.39564 | 4.4957 | 9.2389 | 9.0843 | 8.9757
IT | IND_NF_OTH_ELC_N |  |  | 3.216 | 7.6126 | 7.6126 | 7.7512
IT | IND_NF_OTH_DST_N
IT | IND_NF_OTH_NGA_N | 1.6266 | 1.6266 | 2.9795 | 4.6334 | 4.5766 | 4.682
IT | IND_NM_CLK_DRY_N | 2030: 7.2466; 2040: 7.2466; 2050: 7.2466
IT | IND_NM_CLK_DRY_BIO_N | 1.1965 | 1.1965 | 6.5578 | 13.3866 | 13.6197 | 14.2501
IT | IND_NM_CLK_WET_N
IT | IND_NM_CLK_DRYCL_PCCS_N
IT | IND_NM_CLK_DRYCL_PCCS_N_LINKED
IT | IND_NM_CLK_DRYCL_PCCS_BIO_N
IT | IND_NM_CLK_DRYCL_PCCS_BIO_N_LINKED
IT | IND_NM_CLK_DRYCL_OCCS_N
IT | IND_NM_CLK_DRYCL_OCCS_N_LINKED
IT | IND_NM_CLK_DRYCL_OCCS_BIO_N
IT | IND_NM_CLK_DRYCL_OCCS_BIO_N_LINKED
IT | IND_NM_CEM_BLN_N | 1.8129 | 1.8129 | 9.9361 | 31.2625 | 31.6157 | 32.5708
IT | IND_NM_CEM_AAC_N
IT | IND_NM_CEM_BEL_N
IT | IND_NM_LIM_LRK_N | 0.19836 | 0.19836 | 1.206 | 3.3907 | 3.429 | 3.5326
IT | IND_NM_GLS_FOSS_N | 2030: 1.4994; 2040: 1.4994; 2050: 1.8805
IT | IND_NM_GLS_ELEC_N | 0.13983 | 0.13983 | 0.75664 | 0.87855 | 0.90542 | 0.59701
IT | IND_NM_CRM_N | 0.69607 | 0.69607 | 2.4827 | 4.1893 | 4.2366 | 4.3646
IT | IND_NM_EC_N | 1.5508 | 19.2456 | 19.2456 | 36.5728 | 35.0167 | 35.0167
IT | IND_PP_PUL_KRF_N
IT | IND_PP_PUL_SUL_N | 0.095154 | 0.095154 | 0.93791 | 1.7925 | 1.7259 | 1.581
IT | IND_PP_PUL_MEC_N | 2010: 0.032879; 2020: 0.032879; 2030: 0.032879
IT | IND_PP_PUL_SCH_N |  |  | 0.10772 | 0.24366 | 0.24366 | 0.21343
IT | IND_PP_PUL_REC_N | 0.34383 | 0.34383 | 2.4553 | 4.466 | 4.3564 | 4.4347
IT | IND_PP_PAP_N | 0.55137 | 0.55881 | 4.8005 | 9.1263 | 9.1053 | 9.1895
IT | IND_PP_PH_HFO_N
IT | IND_PP_PH_NGA_N | 0.054337 | 0.054337 | 0.47253 | 0.879 | 0.84096 | 0.75896
IT | IND_OTH_OTH_ELC_N | 1.1482 | 2.1674 | 37.5816 | 72.6539 | 69.2948 | 67.2031
IT | IND_OTH_PH_DST_N
IT | IND_OTH_PH_HFO_N
IT | IND_OTH_PH_LPG_N
IT | IND_OTH_PH_NGA_N | 16.3181 | 26.7726 | 245.3982 | 240.5028 | 227.9459 | 221.0652
IT | IND_CHP_NGA_CI_N
IT | IND_CHP_NGA_TG_N | 2030: 1.8394; 2040: 7.7551; 2050: 9.0768
IT | IND_CHP_NGA_TV_N
IT | IND_CHP_BLQ_CI_N | 2010: 0.27715; 2020: 0.13858

## Capacity_RES
Region | Technology | 2007 | 2010 | 2020 | 2030 | 2040 | 2050
IT | RES_FT_NGA_E | 2007: 4907.8982; 2010: 8208.6133; 2020: 6662.7338
IT | RES_FT_DST_E | 3466.448 | 3606.9928 | 2686.2457 | 132.6973
IT | RES_FT_HFO_E | 50.9583 | 55.5499 | 39.6761 | 0.07287
IT | RES_FT_KER_E | 2007: 6.6579; 2010: 10.9202; 2020: 8.8431
IT | RES_FT_COA_E | 2007: 25.668; 2010: 26.7052; 2020: 18.9747
IT | RES_FT_LPG_E | 443.954 | 756.4083 | 734.3969 | 119.9588
IT | RES_FT_BIO_E | 1542.8887 | 2266.1825 | 2177.0901 | 393.8242
IT | RES_FT_SOL_E | 2007: 6.0487; 2010: 9.6187; 2020: 7.6532
IT | RES_FT_GEO_E | 8.58 | 8.638 | 8.6929 | 2.6389
IT | RES_FT_ELC_E | 934.2178 | 1349.9608 | 1898.131 | 2498.3626 | 2188.0973 | 1856.3377
IT | RES_FT_HET_E | 405.2455 | 531.5162 | 613.8426 | 711.8082 | 588.7316 | 180.292
IT | RES_FT_NGA_N |  | 231.5098 | 885.0112 | 1884.2628 | 1884.2628 | 1884.2628
IT | RES_FT_DST_N | 2030: 213.7573; 2040: 213.7573; 2050: 213.7573
IT | RES_FT_HFO_N
IT | RES_FT_KER_N
IT | RES_FT_COA_N
IT | RES_FT_LPG_N |  | 9.8656 | 124.7635 | 201.8771 | 201.8771 | 201.8771
IT | RES_FT_BIO_N |  | 216.3189 | 1541.3038 | 2660.2038 | 2660.2038 | 2660.2038
IT | RES_FT_SOL_N | 7.17 | 14.34 | 21.51 | 25.7404 | 25.7404 | 25.7404
IT | RES_FT_GEO_1_N |  | 0.033775 | 6.6014 | 9.7234 | 9.7234 | 9.2403
IT | RES_FT_GEO_2_N
IT | RES_FT_GEO_3_N
IT | RES_FT_HET_N | 3.76 | 3.76 | 246.2872 | 465.3694 | 482.3293 | 543.4181
IT | RES_SH_BUR_NGA_SO_E | 2007: 17748.9173; 2010: 31987.3525; 2020: 26422.6774
IT | RES_SH_AHP_NGA_SO_E | 2007: 361.4619; 2010: 2984.5388; 2020: 2872.4303
IT | RES_SH_BUR_DST_SO_E | 2007: 13748.4865; 2010: 26730.6007; 2020: 22559.1548
IT | RES_SH_BUR_HFO_SO_E | 2007: 195.1; 2010: 195.1; 2020: 134.26
IT | RES_SH_BUR_KER_SO_E | 2007: 2.1158; 2010: 2.1158; 2020: 1.4552
IT | RES_SH_BUR_COA_SO_E | 2007: 78.335; 2010: 79.2552; 2020: 55.6712
IT | RES_SH_BUR_LPG_SO_E | 2007: 1398; 2010: 2428.1003; 2020: 1992.1003
IT | RES_SH_WST_BIO_SO_E | 2007: 2079; 2010: 2079; 2020: 1430.6
IT | RES_SH_HT_ELC_SO_E | 509.62 | 509.62 | 705.772 | 350 | 350 | 700
IT | RES_SH_HP_ELC_SO_E | 2007: 382.07; 2010: 382.07; 2020: 76.007
IT | RES_SH_HEX_HET_SO_E | 2007: 1859.8; 2010: 1973.0308; 2020: 1413.1108
IT | RES_SH_HP_GEO_SO_E | 194.93 | 387.93 | 387.93 | 387.93 | 580.93 | 580.93
IT | RES_SH_BUR_NGA_MO_E | 2007: 944.0541; 2010: 1590.0861; 2020: 1294.0698
IT | RES_SH_HP_NGA_MO_E | 2007: 141.1808; 2010: 141.1808; 2020: 98.6315
IT | RES_SH_BUR_DST_MO_E | 2007: 113.2205; 2010: 620.7732; 2020: 584.307
IT | RES_SH_BUR_HFO_MO_E | 2007: 8.0744; 2010: 95.7668; 2020: 93.2214
IT | RES_SH_BUR_KER_MO_E | 2007: 0.10926; 2010: 0.10926; 2020: 0.075109
IT | RES_SH_BUR_COA_MO_E | 2007: 3.2136; 2010: 3.2136; 2020: 2.2451
IT | RES_SH_BUR_LPG_MO_E | 2007: 70.6178; 2010: 118.9631; 2020: 96.8937
IT | RES_SH_WST_BIO_MO_E | 2007: 580.554; 2010: 580.554; 2020: 405.0778
IT | RES_SH_HT_ELC_MO_E | 4.7554 | 75.9092 | 121.3141 | 196.8826 | 300 | 158.9988
IT | RES_SH_AHP_ELC_MO_E | 2007: 15.6785; 2010: 15.6785; 2020: 3.114
IT | RES_SH_HEX_HET_MO_E | 2007: 92.7167; 2010: 167.9474; 2020: 140.0274
IT | RES_SH_HP_GEO_MO_E | 0.92983 | 11.1298 | 11.1298 | 11.1298 | 11.1298 | 11.1298
IT | RES_SH_BUR_NGA_SN_E | 2007: 293.2867; 2010: 451.0668; 2020: 360.3907
IT | RES_SH_AHP_NGA_SN_E | 2007: 38.51; 2010: 41.3012; 2020: 29.7072
IT | RES_SH_BUR_DST_SN_E | 2007: 213.6748; 2010: 258.7038; 2020: 194.0774
IT | RES_SH_BUR_HFO_SN_E | 2007: 2.5437; 2010: 21.0053; 2020: 20.2163
IT | RES_SH_BUR_KER_SN_E | 2007: 0.027536; 2010: 0.045468; 2020: 0.036919
IT | RES_SH_BUR_COA_SN_E | 2007: 0.87532; 2010: 1.5415; 2020: 1.2779
IT | RES_SH_BUR_LPG_SN_E | 2007: 170.1948; 2010: 170.1948; 2020: 118.9504
IT | RES_SH_WST_BIO_SN_E | 2007: 27.141; 2010: 93.3323; 2020: 84.914
IT | RES_SH_HT_ELC_SN_E | 2007: 10.088; 2010: 10.8191; 2020: 7.7819
IT | RES_SH_AHP_ELC_SN_E | 2007: 4.2755; 2010: 7.5293; 2020: 2.4775
IT | RES_SH_HEX_HET_SN_E | 2007: 20.721; 2010: 22.2228; 2020: 15.9844
IT | RES_SH_HP_GEO_SN_E | 2.1715 | 4.3215 | 4.3215 | 6.4715 | 6.4715 | 6.4715
IT | RES_SH_BUR_NGA_MN_E | 2007: 24.0582; 2010: 46.0508; 2020: 38.5644
IT | RES_SH_HP_NGA_MN_E | 2007: 3.851; 2010: 3.851; 2020: 2.6916
IT | RES_SC_CEN_E | 2007: 1581.6568; 2010: 1581.6568; 2020: 301.8314
IT | RES_SC_EHP_E | 2007: 180.7995; 2010: 310.5344; 2020: 99.7074
IT | RES_SC_ROOM_E | 2007: 1099.9743; 2010: 2227.8678; 2020: 772.5416
IT | RES_WH_NGA_E | 2007: 348; 2010: 612.1275; 2020: 472.9275
IT | RES_WH_HFO_E | 2007: 2.2738; 2010: 2.2738; 2020: 1.4246
IT | RES_WH_DST_E | 2007: 45.7; 2010: 73.1267; 2020: 54.8467
IT | RES_WH_LPG_E | 2007: 61.6657; 2010: 69.8228; 2020: 48.0931
IT | RES_WH_BIO_E | 2007: 9.7374; 2010: 9.7374; 2020: 6.3062
IT | RES_WH_ELC_E | 481.593 | 481.593 | 375.6909 | 63.7758
IT | RES_WH_HET_E | 2007: 112.82; 2010: 112.82; 2020: 71.924
IT | RES_WH_SOL_E | 2007: 21.9564; 2010: 21.9564; 2020: 14.1195
IT | RES_RF_TECH | 9.0536 | 9.3142 | 18.6239 | 18.6239 | 18.9828 | 13.2857
IT | RES_RF_RFG_ELC_E | 2007: 13.7302; 2010: 13.7302; 2020: 2.027
IT | RES_RF_FRZ_ELC_E | 2007: 3.1138; 2010: 3.1138; 2020: 0.43976
IT | RES_CW_ELC_E | 2007: 6.02; 2010: 6.02; 2020: 0.602
IT | RES_CD_ELC_E | 2007: 0.15832; 2010: 0.21634; 2020: 0.052382
IT | RES_DW_ELC_E | 2007: 5.2934; 2010: 5.1107
IT | RES_CK_NGA_E | 2007: 20.4552; 2010: 20.4552; 2020: 3.021
IT | RES_CK_LPG_E | 2007: 6.4; 2010: 9.5402; 2020: 2.2101
IT | RES_CK_ELC_E | 2007: 8.78; 2010: 8.78; 2020: 0.878
IT | RES_OE_EQP_E | 2007: 205.5; 2010: 34.25
IT | RES_LG_LFL_E | 2007: 94.9; 2010: 115.6733
IT | RES_LG_SFL_E | 2007: 189.8; 2010: 183.9533
IT | RES_LG_LHAL_E | 2007: 2.62; 2010: 3.192
IT | RES_LG_SHAL_IMP_E | 2007: 4.01; 2010: 4.886
IT | RES_LG_SHAL_E | 2007: 10.54; 2010: 6.823
IT | RES_LG_MIN_E | 2007: 152.2; 2010: 148.13
IT | RES_LG_SIN_E | 2007: 67.8; 2010: 75.5371
IT | RES_RF_RFG_CLB_N | 0.70268 | 2.3856 | 7.4945 | 7.531 | 7.5056 | 7.4477
IT | RES_RF_RFG_CLA_N
IT | RES_RF_RFG_CLA+_N
IT | RES_RF_RFG_CLA++_N
IT | RES_RF_RFG_2010_N
IT | RES_RF_RFG_2020_N
IT | RES_RF_FRZ_CLB_N | 0.14177 | 0.57032 | 1.8736 | 1.8828 | 1.8764 | 1.8619
IT | RES_RF_FRZ_CLA_N
IT | RES_RF_FRZ_CLA++_N
IT | RES_RF_FRZ_2010_N
IT | RES_RF_FRZ_2020_N
IT | RES_WH_DST_N
IT | RES_WH_DST_COND_N
IT | RES_WH_NGA_N | 6.1265 | 69.9754 | 496.6656 | 559.656 | 613.7237 | 627.421
IT | RES_WH_NGA_COND_N
IT | RES_WH_LPG_N | 2020: 13.3405; 2030: 13.3405
IT | RES_WH_LPG_COND_N
IT | RES_WH_WPL_BIO_N
IT | RES_WH_ELC_RES_N | 4.6768 | 64.4376 | 78.9383 | 143.0397 | 143.2763 | 145.579
IT | RES_WH_AHP_ELC_N
IT | RES_WH_HNS_ELC_N
IT | RES_WH_SOL_N | 2010: 26.2436; 2020: 68.5479; 2030: 42.3043
IT | RES_WH_PDC_ACS_N
IT | RES_CW_ELC_N | 0.56296 | 1.9722 | 6.252 | 6.2825 | 6.2612 | 6.2095
IT | RES_CW_ELC_IMP_N
IT | RES_CW_ELC_ADV_N
IT | RES_CW_2010_ELC_N
IT | RES_CW_2020_ELC_N
IT | RES_CD_ELC_N | 0.0086212 | 0.032834 | 0.093766 | 0.095676 | 0.094616 | 0.09285
IT | RES_CD_ELC_ADV_N
IT | RES_CD_ELC_NEW_N
IT | RES_DW_ELC_STD_N | 0.26319 | 1.1936 | 2.919 | 2.9403 | 2.9289 | 2.9047
IT | RES_DW_ELC_IMP_N
IT | RES_DW_ELC_ADV_N
IT | RES_DW_2010_ELC_N
IT | RES_DW_2020_ELC_N
IT | RES_CK_NGA_N | 2.0402 | 5.3863 | 18.0692 | 17.7857 | 16.2143 | 15.5
IT | RES_CK_COA_N
IT | RES_CK_LPG_N
IT | RES_CK_ELC_N | 0.036218 | 1.7263 | 8.0308 | 7.1143 | 6.4857 | 6.2
IT | RES_CK_BIO_N
IT | RES_LG_BFL_IMP_N
IT | RES_LG_SFL_IMP_N
IT | RES_LG_EFL_N
IT | RES_LG_LFL_N | 35.33 | 158.3333 | 346.5 | 377 | 397.5
IT | RES_LG_SFL_N
IT | RES_LG_LHAL_N |  | 8.0095 | 87.5 | 75 | 62.5 | 469
IT | RES_LG_SHAL_IMP_N
IT | RES_LG_SHAL_N
IT | RES_LG_MIN_N
IT | RES_LG_SIN_N
IT | RES_LG_KER_N
IT | RES_LG_LED_ELC_N
IT | RES_MISC_EQP_N | 0.34058 | 43.6455 | 73.1789 | 73.7136 | 73.4277 | 72.8205
IT | RES_SH_DST_SO_N |  |  | 961.9077 | 961.9077 | 206.7063 | 206.7063
IT | RES_SH_DST_COND_SO_N
IT | RES_SH_NGA_SO_N | 67.0061 | 1803.2821 | 9607.6127 | 7824.4324 | 8495.351 | 8497.3768
IT | RES_SH_NGA_COND_SO_N
IT | RES_SH_LPG_SO_N |  |  | 908.4471 | 908.4471 | 908.4471 | 908.4471
IT | RES_SH_LPG_COND_SO_N
IT | RES_SH_WST_BIO_SO_N | 18.5579 | 223.0819 | 2296.2543 | 3311.8995 | 3442.1134 | 3496.9638
IT | RES_SH_WPL_BIO_SO_N
IT | RES_SH_AHP_ELC_SO_N
IT | RES_SH_HNS_ELC_SO_N
IT | RES_SH_HPP_ELC_SO_N
IT | RES_SH_HEX_HET_SO_N |  |  | 1777.8742 | 2816.6749 | 2770.7438 | 2713.8676
IT | RES_SH_HPTS_SO_N
IT | RES_SH_HP_HET_SO_N
IT | RES_SH_SOL_DST_SO_N
IT | RES_SH_SOL_LPG_SO_N
IT | RES_SH_SOL_NGA_SO_N
IT | RES_SH_ROOF_INS_SO_N
IT | RES_SH_INT_INS_SO_N
IT | RES_SH_BASE_INS_SO_N
IT | RES_SH_WIN_INS_SO_N
IT | RES_SH_DST_MO_N
IT | RES_SH_DST_COND_MO_N
IT | RES_SH_NGA_MO_N |  | 48.7064 | 164.4175 | 115.7111 | 168.1946 | 168.1946
IT | RES_SH_NGA_COND_MO_N
IT | RES_SH_LPG_MO_N | 2010: 10.4827; 2020: 10.4827
IT | RES_SH_LPG_COND_MO_N
IT | RES_SH_WST_BIO_MO_N |  | 58.6382 | 565.437 | 638.7849 | 586.3014 | 576.3312
IT | RES_SH_WPL_BIO_MO_N
IT | RES_SH_AHP_ELC_MO_N
IT | RES_SH_HNS_ELC_MO_N
IT | RES_SH_HPP_ELC_MO_N
IT | RES_SH_HEX_HET_MO_N
IT | RES_SH_HPTS_MO_N
IT | RES_SH_HP_HET_MO_N
IT | RES_SH_SOL_DST_MO_N
IT | RES_SH_SOL_LPG_MO_N
IT | RES_SH_SOL_NGA_MO_N
IT | RES_SH_ROOF_INS_MO_N
IT | RES_SH_INT_INS_MO_N
IT | RES_SH_BASE_INS_MO_N
IT | RES_SH_WIN_INS_MO_N
IT | RES_SH_DST_COND_SN_N
IT | RES_SH_NGA_COND_SN_N | 2020: 334.018; 2030: 334.018
IT | RES_SH_LPG_COND_SN_N | 2010: 189.0038; 2020: 189.0038
IT | RES_SH_WST_BIO_SN_N | 49.9355 | 492.6358 | 1819.3605 | 2159.4761 | 2535.4822 | 2580.6932
IT | RES_SH_WPL_BIO_SN_N
IT | RES_SH_AHP_ELC_SN_N
IT | RES_SH_HNS_ELC_SN_N
IT | RES_SH_HPP_ELC_SN_N
IT | RES_SH_HEX_HET_SN_N | 72.4695 | 106.6559 | 84.915 |  | 3.2228 | 3.2228
IT | RES_SH_HPTS_SN_N
IT | RES_SH_HPTS_GEO_SN_N
IT | RES_SH_HP_HET_SN_N
IT | RES_SH_SOL_DST_SN_N
IT | RES_SH_SOL_LPG_SN_N
IT | RES_SH_SOL_NGA_SN_N
IT | RES_SH_ROOF_INS_SN_N
IT | RES_SH_INT_INS_SN_N
IT | RES_SH_BASE_INS_SN_N
IT | RES_SH_WIN_INS_SN_N
IT | RES_SH_DST_MN_N
IT | RES_SH_DST_COND_MN_N
IT | RES_SH_NGA_MN_N
IT | RES_SH_NGA_COND_MN_N
IT | RES_SH_LPG_MN_N
IT | RES_SH_LPG_COND_MN_N
IT | RES_SH_WST_BIO_MN_N | 17.8138 | 93.3608 | 261.2136 | 284.0936 | 287.907 | 294.5803
IT | RES_SH_WPL_BIO_MN_N
IT | RES_SH_AHP_ELC_MN_N
IT | RES_SH_HNS_ELC_MN_N
IT | RES_SH_HPP_ELC_MN_N
IT | RES_SH_HEX_HET_MN_N
IT | RES_SC_AHP_ELC_STD_N |  | 913.46 | 8381.8663 | 9645.5635 | 10267.5394 | 11353.5292
IT | RES_SC_AHP_ELC_IMP_N
IT | RES_SC_CEN_N
IT | RES_SC_ROOM_N
IT | RES_SC_AHP_ELC_ADV_N
IT | RES_SC_GEO_N
IT | RES_SC_ROOM_ELC_NEW_N
IT | RES_SC_GEO_IMP_N
IT | RES_SC_AHP_NGA_ADV_N
IT | RES_SC_CEN_NGA_N
IT | RES_SC_AHP_NGA_N
IT | RES_SC_HP_N
IT | RES_CHP_NGA_CI_N
IT | RES_CHP_NGA_MICRO_N
IT | RES_CHP_NGA_CC_N
IT | RES_CHP_NGA_STR_N
IT | RES_CHP_NGA_SOFC_N
IT | RES_CHP_H2_PEMFC_N

## Capacity_TRA
Region | Technology | 2007 | 2010 | 2020 | 2030 | 2040 | 2050
IT | TRA_FT_AMM_IND_N
IT | TRA_FT_AVG_E | 2007: 1.3095; 2010: 1.3095; 2020: 0.057946
IT | TRA_FT_AVG_N
IT | TRA_FT_DST_E | 2007: 2101.21; 2010: 2101.21; 2020: 101
IT | TRA_FT_DST_N | 5.7803 | 268.9136 | 827.0498 | 704.473 | 665.5759 | 578.1648
IT | TRA_FT_ELC_E | 78.0999 | 117.5804 | 172.4137 | 208.8486 | 181.4187 | 91.2683
IT | TRA_FT_GSL_E | 2007: 572.44; 2010: 981.6708; 2020: 163.6923
IT | TRA_FT_GSL_N |  | 51.9292 | 283.42 | 667.8433 | 719.2063 | 738
IT | TRA_FT_HFO_E | 2007: 234.29; 2010: 234.29; 2020: 11.3
IT | TRA_FT_HFO_N | 17.33 | 52.6387 | 119.91 | 72.4703 |  | 69.2699
IT | TRA_FT_JTK_E | 2007: 170.96; 2010: 293.2677; 2020: 48.9231
IT | TRA_FT_JTK_N | 24.42 | 62.1523 | 146.09 | 336.2719 | 392.4421 | 447.8863
IT | TRA_FT_LNG_N | 2030: 66.6667; 2040: 131.2298; 2050: 64.5631
IT | TRA_FT_LPG_E | 2007: 46.76; 2010: 46.76
IT | TRA_FT_LPG_N | 5.5846 | 24.2054 | 66.26 | 101.2407 | 170.7408 | 334.3515
IT | TRA_FT_MET_N
IT | TRA_FT_MET_IND_N | 2030: 0.93571; 2040: 0.93571; 2050: 0.93571
IT | TRA_FT_NGA_E | 2007: 34.43; 2010: 47.1992; 2020: 6.7677
IT | TRA_FT_NGA_N | 2010: 15.7208; 2020: 38.47; 2030: 22.7492
IT | TRA_FT_BIODST_E | 2007: 6.93; 2010: 6.93
IT | TRA_FT_BIODST_N
IT | TRA_AVI_DOM_E | 0.5 | 0.5 | 0.5 | 0.5 | 0.3237
IT | TRA_AVI_INT_E | 0.855 | 0.855 | 0.855 | 0.855 | 0.5535
IT | TRA_NAV_DOM_E | 0.00503 | 0.00503 | 0.00503 | 0.00503 | 0.003018
IT | TRA_NAV_INT_E | 0.0719 | 0.0719 | 0.0719 | 0.0719 | 0.04314
IT | TRA_NEU_E | 28.7295 | 42.3166 | 42.3166 | 56.6511 | 61.3156 | 29.0389
IT | TRA_OTH_ELC_E | 2007: 36.1319; 2010: 36.1319; 2020: 5.1209
IT | TRA_RAIL_FRG_E | 0.208 | 0.208 | 0.208 | 0.208 | 0.1352
IT | TRA_RAIL_PAS_E | 0.08 | 0.08 | 0.08 | 0.08 | 0.048
IT | TRA_ROA_BUS_BIO_E | 2007: 0.0043; 2010: 0.003647
IT | TRA_ROA_BUS_DST_E | 2007: 6.81; 2010: 5.776
IT | TRA_ROA_BUS_NGA_E | 2007: 0.1005; 2010: 0.0839
IT | TRA_ROA_CAR_BIO_E | 2007: 1.6766; 2010: 2.0427; 2020: 0.12415
IT | TRA_ROA_CAR_DST_E | 2007: 207.9; 2010: 253.2431; 2020: 15.3846
IT | TRA_ROA_CAR_GSL_E | 2007: 272.5; 2010: 331.8692; 2020: 20.1538
IT | TRA_ROA_CAR_LPG_E | 2007: 21.6; 2010: 18.32
IT | TRA_ROA_CAR_NGA_E | 2007: 8.227; 2010: 10.0238; 2020: 0.60923
IT | TRA_ROA_HTR_BIO_E | 2007: 0.002021; 2010: 0.0017139
IT | TRA_ROA_HTR_DST_E | 2007: 17.26; 2010: 21.0313; 2020: 1.2785
IT | TRA_ROA_LCV_BIO_E | 2007: 1.88; 2010: 1.5945
IT | TRA_ROA_LCV_DST_E | 2007: 141.7; 2010: 120.18
IT | TRA_ROA_LCV_GSL_E | 2007: 3.88; 2010: 5.8732; 2020: 0.55385
IT | TRA_ROA_MOP_GSL_E | 2007: 27.82; 2010: 42.1022; 2020: 3.9692
IT | TRA_ROA_MCY_GSL_E | 2007: 88.94; 2010: 75.432
IT | TRA_ROA_MTR_DST_E | 2007: 9.42; 2010: 7.536
IT | TRA_AVI_INT_JTK_N | 0.092215 | 0.18231 | 0.42729 | 0.904 | 1.11 | 1.26
IT | TRA_AVI_INT_H2L_N
IT | TRA_AVI_DOM_JTK_N | 0.052 | 0.11969 | 0.146 | 0.523 | 0.48109 | 0.56509
IT | TRA_AVI_DOM_H2L_N | 2040: 0.16191; 2050: 0.16191
IT | TRA_RAIL_PAS_DST_N |  |  | 0.061051 | 0.125 | 0.19205 | 0.19205
IT | TRA_RAIL_PAS_ELC_N | 0.0041 | 0.030362 | 0.039949 | 0.039949 | 0.038719 | 0.0095877
IT | TRA_RAIL_PAS_H2G_N
IT | TRA_RAIL_FRG_DST_N | 2030: 0.099657; 2040: 0.10047; 2050: 0.10047
IT | TRA_RAIL_FRG_ELC_N | 0.001872 | 0.019624 | 0.11587 | 0.11531 | 0.096248 | 0.0020709
IT | TRA_RAIL_FRG_H2G_MNL_N
IT | TRA_NAV_DOM_DST_N | 2007: 0.00011318; 2010: 0.00011318; 2020: 7.9223e-05
IT | TRA_NAV_DOM_HFO_N |  | 0.001539 | 0.0065005 | 0.0090522 | 0.0040907 | 0.00057463
IT | TRA_NAV_DOM_LNG_N | 2040: 0.0047111; 2050: 0.0047111
IT | TRA_NAV_DOM_DUAL_N | 2030: 0.0010465; 2040: 0.0010465
IT | TRA_NAV_DOM_MET_ICE_N | 2040: 0.00046788; 2050: 0.00046788
IT | TRA_NAV_DOM_H2L_ICE_N
IT | TRA_NAV_DOM_MET_FCELL_N
IT | TRA_NAV_DOM_H2L_FCELL_N
IT | TRA_NAV_INT_DST_N | 0.0068193 | 0.0068193 | 0.013161 | 0.0083876
IT | TRA_NAV_INT_HFO_N |  | 0.019614 | 0.078309 | 0.091677 | 0.032982 | 0.04071
IT | TRA_NAV_INT_LNG_N | 2030: 0.03728; 2040: 0.10837; 2050: 0.071087
IT | TRA_NAV_INT_DUAL_N
IT | TRA_NAV_INT_AMM_ICE_N
IT | TRA_NAV_INT_MET_N
IT | TRA_NAV_INT_H2L_N
IT | TRA_NAV_INT_AMM_FCELL_N
IT | TRA_ROA_2WH_GSL_N | 6.3882 | 17.7937 | 68.1717 | 70.5861 | 71.1596 | 72.6264
IT | TRA_ROA_2WH_DST_N
IT | TRA_ROA_2WH_ELC_N
IT | TRA_ROA_2WH_FULHYB_N
IT | TRA_ROA_BUS_GSL_N
IT | TRA_ROA_BUS_DST_N | 2007: 0.31719; 2010: 0.8682; 2020: 0.33894
IT | TRA_ROA_BUS_LPG_N
IT | TRA_ROA_BUS_NGA_N
IT | TRA_ROA_BUS_ELC_N
IT | TRA_ROA_BUS_PLGHYB_N |  |  | 2.9545 | 3.4694 | 3.5212 | 3.6671
IT | TRA_ROA_BUS_FCELL_N
IT | TRA_ROA_CAR_GSL_N | 3.3952 | 15.0801 | 77.692 | 189.635 | 239.737 | 240.4118
IT | TRA_ROA_CAR_DST_N | 14.3395 | 63.5878 | 135.0684 | 105.1069 | 55.7034 | 15.8717
IT | TRA_ROA_CAR_LPG_N | 2.3183 | 8.4929 | 22.3296 | 34.1181 | 57.5396 | 112.6765
IT | TRA_ROA_CAR_NGA_N
IT | TRA_ROA_CAR_ELC_N
IT | TRA_ROA_CAR_MILHYB_N
IT | TRA_ROA_CAR_FULHYB_N
IT | TRA_ROA_CAR_PLGHYB_N
IT | TRA_ROA_CAR_FCELL_N
IT | TRA_ROA_HTR_DST_N | 0.73365 | 1.4404 | 6.4666 | 9.6056 | 12.52 | 14.16
IT | TRA_ROA_HTR_LPG_N
IT | TRA_ROA_HTR_NGA_N | 0.045377 | 0.61657 | 1.4234 | 0.56436
IT | TRA_ROA_HTR_ELC_N
IT | TRA_ROA_HTR_FCELL_N
IT | TRA_ROA_LCV_GSL_N | 2030: 28.2854; 2040: 14.1427; 2050: 28.8804
IT | TRA_ROA_LCV_DST_N | 12.045 | 34.4931 | 69.01 | 47.9146 | 69.1973 | 59.6596
IT | TRA_ROA_LCV_LPG_N
IT | TRA_ROA_LCV_NGA_N
IT | TRA_ROA_LCV_ELC_N
IT | TRA_ROA_LCV_FULHYB_N
IT | TRA_ROA_LCV_PLGHYB_N
IT | TRA_ROA_LCV_FCELL_N
IT | TRA_ROA_MTR_DST_N | 0.86 | 2.1969 | 8.33 | 4.284 | 0.26961
IT | TRA_ROA_MTR_LPG_N
IT | TRA_ROA_MTR_NGA_N
IT | TRA_ROA_MTR_ELC_N
IT | TRA_ROA_MTR_PLGHYB_N | 2030: 6.456; 2040: 12.9504; 2050: 14.95
IT | TRA_ROA_MTR_FCELL_N
IT | TRA_OTH_ELC_N | 2.0609 | 7.1243 | 22.7933 | 24.845 | 25.5205 | 27.5208

## Capacity_UPS
Region | Technology | 2007 | 2010 | 2020 | 2030 | 2040 | 2050
IT | UPS_IMP_WOD_E
IT | UPS_IMP_BIO_DST |  | 40.51 | 163.18 | 163.18 | 179.9067 | 139.3967
IT | UPS_IMP_BIO_ETH |  | 1.9 | 3.04 | 3.04 | 3.04 | 1.14
IT | UPS_IMP_BIO_SLB | 137.5476 | 214.5743 | 261.8443 | 261.8443 | 220.58 | 162.81
IT | UPS_IMP_COA_HCO_NOPEC | 650.5032 | 650.5032 | 894.3232 | 1011.3565 | 816.2056 | 426.6755
IT | UPS_IMP_COA_OVC_NOPEC | 19.0571 | 32.3971 | 32.3971 | 45.7371 | 40.02 | 13.34
IT | UPS_IMP_ELC_CEN | 1363.7557 | 2274.1158 | 2622.628 | 3607.2695 | 4658.8452 | 3481.5019
IT | UPS_IMP_GAS_LNG | 259.5333 | 259.5333 | 648.8333 | 713.3964 | 635.5364 | 453.8631
IT | UPS_IMP_GAS_NGA | 3314.5725 | 5315.3164 | 6974.9664 | 6974.9664 | 8224.9247 | 3903.98
IT | UPS_IMP_OIL_ADD_NOPEC | 10.73 | 10.73 | 14.88 | 14.88 | 11.661 | 24.9
IT | UPS_IMP_OIL_AVG_NOPEC
IT | UPS_IMP_OIL_CRD_NOPEC | 3699.1804 | 3699.1804 | 3699.1804 | 3699.1804 | 2589.4263 | 2808.2677
IT | UPS_IMP_OIL_DST_NOPEC | 89.43 | 206.47 | 382.03 | 382.03 | 355.201 | 180.7247
IT | UPS_IMP_OIL_FEE_NOPEC | 300.9619 | 513.7607 | 640.1607 | 805.2208 | 714.9323 | 531.3298
IT | UPS_IMP_OIL_GSL_NOPEC | 14.34 | 20.5331 | 30.0931 | 30.0931 | 25.7911 | 9.56
IT | UPS_IMP_OIL_HFO_NOPEC | 102.17 | 102.17 | 102.17 | 102.17 | 71.519 | 54.52
IT | UPS_IMP_OIL_JTK_NOPEC
IT | UPS_IMP_OIL_KER_NOPEC | 14.32 | 34.79 | 34.79 | 36.3446 | 32.0486 | 1.5546
IT | UPS_IMP_OIL_LPG_NOPEC | 148.7143 | 252.8143 | 252.8143 | 356.9143 | 312.3 | 104.1
IT | UPS_IMP_OIL_NAP_NOPEC | 108.85 | 172.3 | 172.3 | 172.3 | 164.7864 | 25.1414
IT | UPS_IMP_OIL_NSP_NOPEC | 28.12 | 39.27 | 50.42 | 50.42 | 41.984 | 11.15
IT | UPS_IMP_OIL_PTC_NOPEC | 112.18 | 142.65 | 142.65 | 166.3286 | 132.6746 | 48.5074
IT | UPS_EXP_BIO_DST |  | 4.74 | 26.23 | 62.0467 | 62.0467 | 57.3067
IT | UPS_EXP_BIO_ETH
IT | UPS_EXP_BIO_SLB | 1.14 | 1.45 | 1.45 | 2.07 | 1.728 | 0.62
IT | UPS_EXP_COA_HCO |  | 0.07 | 0.07 | 0.07 | 0.07
IT | UPS_EXP_COA_OVC | 5.61 | 14.67 | 17.1433 | 17.1433 | 15.4603 | 2.4733
IT | UPS_EXP_ELC_CEN | 10.49 | 36.77 | 60.24 | 60.24 | 85.243 | 51.62
IT | UPS_EXP_GAS_LNG
IT | UPS_EXP_GAS_NGA | 2.1 | 14 | 14 | 20.4933 | 43.6733 | 30.3033
IT | UPS_EXP_OIL_ADD_NOPEC | 2040: 4.24; 2050: 4.24
IT | UPS_EXP_OIL_AVG | 0.01 | 0.01 | 0.02 | 0.02 | 0.027 | 0.02
IT | UPS_EXP_OIL_CRD | 45.7 | 60.57 | 60.57 | 60.57 | 46.86
IT | UPS_EXP_OIL_DST | 390.26 | 846.46 | 1207.36 | 1568.26 | 1451.182 | 1082.7
IT | UPS_EXP_OIL_FEE_NOPEC | 2040: 44.49; 2050: 44.49
IT | UPS_EXP_OIL_GSL | 390.1232 | 794.2932 | 794.2932 | 1097.4832 | 980.4462 | 548.2792
IT | UPS_EXP_OIL_HFO | 175.61 | 175.61 | 295.37 | 295.37 | 242.687 | 119.76
IT | UPS_EXP_OIL_JTK | 17.36 | 25.72 | 25.72 | 28.33 | 25.732 | 5.22
IT | UPS_EXP_OIL_KER | 2.17 | 12.4146 | 38.6746 | 38.6746 | 64.2836 | 52.52
IT | UPS_EXP_OIL_LPG | 23.93 | 41.3 | 54.6 | 54.6 | 47.421 | 13.3
IT | UPS_EXP_OIL_NAP | 41.74 | 76.71 | 76.71 | 127.73 | 115.208 | 51.02
IT | UPS_EXP_OIL_NSP | 41.22 | 68.31 | 68.31 | 83.0833 | 70.7173 | 14.7733
IT | UPS_EXP_OIL_PTC | 4.9 | 10.19 | 10.39 | 10.39 | 8.92 | 0.2
IT | UPS_REG_GAS_LNG | 82.9121 | 237.0769 | 427.8022 | 427.8022 | 427.8022 | 427.8022
IT | UPS_REG_COA_HCO | 649.6794 | 766.4328 | 1010.0262 | 1107.7597 | 912.8559 | 341.327
IT | UPS_REG_COA_OVC | 83.0416 | 143.7674 | 177.4032 | 177.4032 | 152.4907 | 46.9757
IT | UPS_REG_GAS_BFG | 27.0007 | 46.2031 | 46.2031 | 46.2031 | 38.1028
IT | UPS_REG_GAS_COG | 18.9265 | 34.0362 | 34.0362 | 34.0362 | 28.3583
IT | UPS_REG_GAS_ETH | 26.1062 | 36.5791 | 68.1164 | 68.1164 | 60.2845 | 31.5373
IT | UPS_REG_GAS_NGA | 376.47 | 692.6775 | 700.3688 | 700.3688 | 587.4278 | 7.6913
IT | UPS_REG_GAS_RFG | 37.0825 | 37.0825 | 59.88 | 67.46 | 56.3352 | 30.3775
IT | UPS_REG_OIL_AVG
IT | UPS_REG_OIL_CRD | 45.7 | 45.7 | 54.2419 | 54.2419 | 40.5319 | 11.3045
IT | UPS_REG_OIL_DST | 74.589 | 184.1783 | 349.3727 | 349.3727 | 326.996 | 165.1944
IT | UPS_REG_OIL_GSL | 7.8327 | 7.8327 | 7.8327 | 12.6885 | 10.3387 | 4.8558
IT | UPS_REG_OIL_HFO | 27.3316 | 31.259 | 31.259 | 31.259 | 23.0595
IT | UPS_REG_OIL_JTK
IT | UPS_REG_OIL_KER | 11.3691 | 28.6395 | 28.6395 | 28.6395 | 25.2288
IT | UPS_REG_OIL_LPG | 146.0482 | 248.2293 | 248.2293 | 350.4778 | 306.6634 | 102.2485
IT | UPS_REG_OIL_NAP | 59.0371 | 71.2008 | 83.698 | 83.698 | 65.9868 | 12.4972
IT | UPS_REG_OIL_NSP | 27.3735 | 41.4073 | 41.4073 | 41.4073 | 33.1952
IT | UPS_REG_OIL_PTC | 79.6494 | 120.5621 | 120.5621 | 120.5621 | 96.6673
IT | UPS_FT_COA | 1.6212 | 1.6212 | 1.6212 | 1.6212 | 1.1348
IT | UPS_FT_ELC | 21.7205 | 21.7205 | 38.1462 | 54.1837 | 47.6675 | 32.4632
IT | UPS_FT_HET | 60.2 | 117.0221 | 158.0682 | 202.9731 | 230.905 | 131.9429
IT | UPS_FT_NGA
IT | UPS_FT_RPPG | 111.8 | 188.0284 | 271.4233 | 271.4233 | 237.8833 | 168.8084
IT | UPS_FT_RPPL | 105.3891 | 105.3891 | 180.9472 | 180.9472 | 149.3305 | 75.5581
IT | UPS_MIN_RES_HOIL_STEP1 | 88.47 | 146.096 | 146.096 | 146.096 | 119.555
IT | UPS_MIN_RES_HOIL_STEP2 | 76.86 | 137.969 | 137.969 | 137.969 | 114.911
IT | UPS_MIN_RES_HOIL_STEP3 | 71.11 | 133.944 | 133.944 | 133.944 | 112.611
IT | UPS_MIN_RES_NGA_STEP1 | 133.62 | 233.6186 | 251.863 | 251.863 | 211.777 | 18.2444
IT | UPS_MIN_RES_NGA_STEP2 | 133.62 | 133.62 | 151.8644 | 151.8644 | 111.7784 | 18.2444
IT | UPS_MIN_RES_NGA_STEP3 | 120.8242 | 142.9074 | 142.9074 | 142.9074 | 106.6601
IT | UPS_MIN_RES_HCOA | 2.23 | 3.5043 | 3.5043 | 3.5043 | 2.8353
IT | UPS_MIN_RES_DMY_ADD | 24.2176 | 41.1699 | 41.1699 | 41.1699 | 33.9047
IT | UPS_MIN_GRO_HOIL_STEP1 | 5.6811 | 15.0432 | 47.8123 | 103.9883 | 102.284 | 88.9451
IT | UPS_MIN_GRO_HOIL_STEP2 | 9.3621 | 65.5381 | 98.3072 | 98.3072 | 95.4986 | 32.7691
IT | UPS_MIN_GRO_HOIL_STEP3 | 85.9326 | 95.2947 | 128.0638 | 128.0638 | 102.284 | 32.7691
IT | UPS_MIN_GRO_NGA_STEP1 | 23.9517 | 23.9517 | 30.0239 | 30.0239 | 22.8384 | 6.0722
IT | UPS_MIN_GRO_NGA_STEP2 | 23.9517 | 23.9517 | 23.9517 | 23.9517 | 16.7662
IT | UPS_MIN_GRO_NGA_STEP3 | 23.9517 | 34.2188 | 34.2188 | 40.291 | 33.1055 | 6.0722
IT | UPS_MIN_DSC_HOIL_STEP1 | 11.9326 | 11.9326 | 53.707 | 125.3233 | 121.7435 | 113.3907
IT | UPS_MIN_DSC_HOIL_STEP2 | 11.812 | 80.2436 | 80.2436 | 80.2436 | 76.7
IT | UPS_MIN_DSC_HOIL_STEP3 | 109.5715 | 121.504 | 163.2784 | 163.2784 | 130.407 | 41.7744
IT | UPS_MIN_DSC_NGA_STEP1 | 3.8553 | 3.8553 | 3.8553 | 10.7053 | 9.5487 | 6.85
IT | UPS_MIN_DSC_NGA_STEP2 | 3.8553 | 4.5396 | 7.9646 | 14.8146 | 13.658 | 10.275
IT | UPS_MIN_DSC_NGA_STEP3 | 3.8553 | 10.7053 | 10.7053 | 10.7053 | 9.5487
IT | UPS_PRI_HOIL_STEP1 | 237.91 | 237.91 | 214.9365 | 237.91 | 165.7195
IT | UPS_PRI_HOIL_STEP2 | 14.49 | 14.49 | 8.694 | 14.49 | 14.49
IT | UPS_PRI_HEATOCRD | 253.4 | 253.4 | 477.0305 | 635.189 | 635.189 | 635.189
IT | UPS_PRI_NGA_STEP1 | 602.36 | 602.36 | 602.36 | 602.36 | 610.0513 | 610.0513
IT | UPS_PRI_NGA_STEP2 | 150.58 | 150.58 | 150.58 | 150.58 | 150.58 | 150.58
IT | UPS_PRI_HCOA | 0.64724 | 0.64724 | 0.64724 | 0.64724 | 0.64724 | 0.64724
IT | UPS_PRI_OILADD | 15.07 | 16.9523 | 16.9523 | 16.9523 | 16.9523 | 16.9523
IT | UPS_SEC_BFG_OXY | 71.7864 | 77.0926 | 77.0926 | 77.0926 | 77.0995 | 77.0995
IT | UPS_SEC_OVC_COG | 245.0589 | 245.0589 | 245.0589 | 245.0589 | 245.0589 | 245.0589
IT | UPS_SEC_REF_FDS | 164.6 | 244.0291 | 244.0291 | 304.3186 | 355.0384 | 396.1884
IT | UPS_SEC_REF_FLX | 8466.1661 | 8466.1661 | 8466.1661 | 8466.1661 | 8466.1661 | 8466.1661
IT | UPS_SEC_REF_FLX_LINKED | 6512.3624 | 6512.3624 | 6512.3624 | 6512.3624 | 6512.3624 | 6512.3624
IT | UPS_SEC_BGS_UPG | 2020: 2.687; 2030: 2.687
IT | UPS_RNW_HYD | 445.0779 | 746.7855 | 1096.8306 | 1464.854 | 1494.4611 | 1181.2693
IT | UPS_RNW_GEO | 219.09 | 287.0517 | 405.303 | 405.303 | 339.576 | 149.0334
IT | UPS_RNW_SOL | 689.892 | 1029.8075 | 1474.0308 | 1792.2247 | 1854.817 | 1245.7327
IT | UPS_RNW_WIN | 62.8142 | 113.2507 | 176.065 | 237.5254 | 234.0076 | 154.9276
IT | UPS_RNW_SLB_LOW | 278.9762 | 278.9762 | 459.3443 | 654.3443 | 570.6515 | 375.3681
IT | UPS_RNW_SLB_MED | 132.9254 | 132.9254 | 93.0478 | 126.3 | 153.4 | 159.7068
IT | UPS_RNW_SLB_HIGH
IT | UPS_RNW_SLB_REG | 490.5579 | 490.5579 | 839.9731 | 839.9731 | 692.8058 | 349.4153
IT | UPS_RNW_WOD | 0.67961 | 0.67961 | 0.67961 | 1.1713 | 0.96743 | 0.91613
IT | UPS_RNW_BIN | 57.3781 | 83.2481 | 100.3746 | 143.846 | 126.6326 | 60.598
IT | UPS_RNW_BMU | 143.6286 | 235.0286 | 235.0286 | 344.7086 | 301.62 | 109.68
IT | UPS_RNW_BGS | 11.8658 | 24.4822 | 66.5368 | 71.355 | 68.9382 | 66.5368
IT | UPS_RNW_BLQ_SUB | 67.4857 | 106.2057 | 106.2057 | 106.2057 | 94.3 | 8.34
IT | UPS_RNW_BLQ | 109.619 | 163.0857 | 175.989 | 175.989 | 143.1032 | 12.9032
IT | UPS_RNW_BIO_ETH | 20.219 | 21.815 | 22.275 | 43.275 | 37.2093 | 21.46
IT | DMY_OUT_TECH | 1420170.5196 | 1420170.5196 | 2414446.4042 | 2414446.4042 | 1988395.2483 | 994275.8846
IT | DMY_DEM_ANNUAL | 0.052714 | 0.068865 | 0.068865 | 0.068865 | 0.05305
IT | DMY_PHY_ANNUAL
IT | DMY_PHY_NON_ANNUAL

## Activity_AGR
Region | Technology | 2007 | 2010 | 2020 | 2030 | 2040 | 2050
IT | AGR_FT_NGA | 6.22 | 5.6027 | 5.6609 | 5.3443 | 5.5646 | 5.7763
IT | AGR_FT_DST | 103.5504 | 90.2451 | 89.7936 | 75.329 | 72.4932 | 72.0042
IT | AGR_FT_GSL | 2007: 0.59762; 2020: 0.13176; 2040: 0.1291
IT | AGR_FT_LPG | 2.4972 | 1.9259 | 1.0468 |  | 1.0307
IT | AGR_FT_BIO | 0.027127 | 0.057593 | 1.4396 | 1.3652 | 1.4228 | 1.382
IT | AGR_FT_GEO | 3.29 | 2.2893 | 1.8422 | 1.7462 | 1.818 | 1.887
IT | AGR_FT_SOL | 0.024098 | 0.049159 | 0.10517 | 0.099373 | 0.10323 | 0.10693
IT | AGR_FT_ELC | 21.3435 | 20.0009 | 21.3819 | 21.3774 | 22.2372 | 23.0633
IT | AGR_FT_HET | 0.15009 | 0.31688 | 0.60025 | 0.56724 | 0.59071 | 0.61327
IT | AGR_TECH | 137.7 | 120.4875 | 122.0022 | 124.7267 | 127.9729 | 131.0413

## Activity_COM
Region | Technology | 2007 | 2010 | 2020 | 2030 | 2040 | 2050
IT | COM_FT_NGA_E | 2007: 310.79; 2010: 258.9917; 2020: 86.3306
IT | COM_FT_DST_E | 2007: 17.3804; 2010: 14.1048; 2020: 4.97
IT | COM_FT_LPG_E | 2007: 23.218; 2010: 20.9083; 2020: 6.9694
IT | COM_FT_ELC_E | 280.9305 | 309.8994 | 284.48 | 346.1334 | 371.4527 | 370.6672
IT | COM_FT_BIO_E | 2007: 0.35484; 2010: 0.2957; 2020: 0.11389
IT | COM_FT_GEO_E | 2007: 5.4; 2010: 4.5; 2020: 1.5
IT | COM_FT_SOL_E | 2020: 0.088889
IT | COM_FT_HET_E | 8.9204 | 8.586 | 2.9675 | 1.9339 | 1.9582
IT | COM_FT_NGA_N |  | 65.5483 | 208.5394 | 168.5939 | 146.2139 | 234.7307
IT | COM_FT_DST_N | 2030: 10.3456; 2040: 9.946; 2050: 0.97254
IT | COM_FT_LPG_N |  | 1.8117 | 12.1406 | 54.5442 | 52.9078 | 0.023367
IT | COM_FT_BIO_N | 2020: 3.9761; 2030: 1.4369; 2040: 1.224
IT | COM_FT_SOL_N | 2020: 1.8111; 2030: 1.9
IT | COM_FT_GEO_1_N | 0.32 | 0.34 | 3.4907 | 7.7656 | 11.0028 | 14.24
IT | COM_FT_GEO_2_N | 0.32 | 0.32 | 0.059294 | 7.7656 | 7.1883 | 4.2044
IT | COM_FT_GEO_3_N | 2030: 2.9133; 2040: 0.25333
IT | COM_FT_HET_N | 2010: 0.8472; 2020: 0.12284; 2050: 0.33464
IT | COM_SH_HT_NGA_E | 2007: 176.7; 2010: 176.286; 2020: 49.0833
IT | COM_SH_HP_NGA_E | 2007: 0.1683; 2010: 0.14025; 2020: 0.04675
IT | COM_SH_HT_DST_E | 2007: 9.976; 2010: 8.3133; 2020: 2.7711
IT | COM_SH_HT_LPG_E | 2007: 9.313; 2010: 10.4309; 2020: 2.5869
IT | COM_SH_HT_BIO_E | 0.08871 | 0.073925 | 0.024642 |  | 0.30601
IT | COM_SH_RES_ELC_E | 2007: 4.273; 2010: 3.5608; 2020: 1.1869
IT | COM_SH_HP_ELC_E | 2007: 28.49; 2010: 83.2917; 2020: 7.9139
IT | COM_SH_HEX_HET_E | 2007: 6.555; 2010: 6.7592; 2020: 2.2531
IT | COM_SH_HEX_GEO_E | 5.436 | 4.644 | 4.545 | 16.6 | 16.6 | 16.6
IT | COM_SC_ABS_NGA_E | 2007: 39.9349; 2010: 51.5667; 2020: 38.7222
IT | COM_SC_CHL_DST_E | 2007: 1.168; 2010: 0.89846; 2020: 0.032534
IT | COM_SC_CCL_ELC_CNT_E | 2007: 62.49; 2010: 48.0692; 2020: 97.576
IT | COM_SC_AHP_ELC_E | 2007: 0.39; 2010: 0.3; 2020: 0.87722
IT | COM_SC_ROOM_ELC_E | 2007: 12.94; 2010: 9.9538
IT | COM_SC_ROOF_ELC_E | 2007: 50.7771; 2010: 92.8118; 2020: 90.75
IT | COM_WH_NGA_E | 2007: 7.9359; 2010: 10.8876
IT | COM_WH_DST_E | 2007: 1.13; 2010: 0.75333
IT | COM_WH_LPG_E | 2007: 3.457; 2010: 2.3047
IT | COM_WH_ELC_E | 2007: 10.37; 2010: 9.1714
IT | COM_WH_HET_E | 2007: 1.6371; 2010: 1.9231
IT | COM_LG_INC_E | 2007: 2.667; 2010: 1.778
IT | COM_LG_SHAL_E | 2007: 1.212; 2010: 0.808
IT | COM_LG_IRCHAL_E | 2007: 1.585; 2010: 1.0567
IT | COM_LG_SFL_E | 2007: 160.4; 2010: 106.9333
IT | COM_LG_LFL_E | 2007: 198.9; 2010: 132.6
IT | COM_LG_CFL_C_E | 2007: 40.52; 2010: 27.0133
IT | COM_LG_MER_E | 2007: 24.31; 2010: 16.2067
IT | COM_LG_SOD_E | 2007: 6.077; 2010: 4.0513
IT | COM_CK_NGA_E | 2007: 5.921; 2010: 4.5546
IT | COM_CK_LPG_E | 2007: 0.956; 2010: 0.73538
IT | COM_CK_BIO_E | 2007: 0.003397; 2010: 0.003505; 2050: 0.003505
IT | COM_CK_ELC_E | 2007: 1.463; 2010: 1.1254
IT | COM_RF_RFR_ELC_E | 2007: 20.24; 2010: 20.65
IT | COM_OE_OFF_ELC_E | 2007: 98.23; 2010: 75.5615
IT | COM_LG_INC_N
IT | COM_LG_SHAL_STD_N
IT | COM_LG_HAL_IMP_N
IT | COM_LG_SFL_N
IT | COM_LG_LFL_N | 61.829 | 217.1527 |  | 617.2 | 626 | 644.2
IT | COM_LG_CFL_N
IT | COM_LG_KER_N
IT | COM_LG_MER_N
IT | COM_LG_SOD_N | 2020: 563.4
IT | COM_WH_DST_N
IT | COM_WH_COND_DST_N
IT | COM_WH_NGA_N | 2050: 5.8469
IT | COM_WH_COND_NGA_N |  |  | 9.228 | 9.1569 | 9.4342 | 9.4342
IT | COM_WH_LPG_N
IT | COM_WH_COND_LPG_N
IT | COM_WH_WPEL_BIO_N
IT | COM_WH_ELC_N | 2030: 0.029891; 2050: 7.8995
IT | COM_WH_AHP_ELC_N | 2020: 15.5533; 2030: 15.5533; 2040: 15.5533
IT | COM_WH_HEX_HET_N |  |  | 1.2387 | 1.64 | 2.0126 | 4.3495
IT | COM_WH_SOL_N
IT | COM_SH_DST_N | 2030: 6.1917; 2040: 8.0563; 2050: 0.78776
IT | COM_SH_COND_DST_N | 2020: 0.91419; 2030: 2.5394
IT | COM_SH_NGA_N | 2040: 44.8913; 2050: 47.8048
IT | COM_SH_COND_NGA_N |  |  | 108.9509 | 91.1769 | 54.6729 | 124.2565
IT | COM_SH_LPG_N | 2040: 10.3608
IT | COM_SH_COND_LPG_N | 2020: 13.9105; 2030: 51.8064; 2040: 38.2445
IT | COM_SH_HEX_HET_N |  |  | 1.418 | 1.5259 | 0.7534 | 0.30118
IT | COM_SH_HP_AIR_N | 2030: 37.4012; 2040: 28.7307
IT | COM_SH_HP_PRB_N |  |  | 93.2182 | 83.7 | 92.3841 | 26.4794
IT | COM_SH_HP_N | 2050: 358.5283
IT | COM_SH_GEO_N
IT | COM_SH_DST_SOL_N
IT | COM_SH_LPG_SOL_N
IT | COM_SH_NGA_SOL_N | 2020: 2.7233; 2030: 2.7233
IT | COM_SH_WPEL_N | 2020: 3.1532; 2030: 1.1352
IT | COM_SC_DST_STD_N
IT | COM_SC_DST_N
IT | COM_SC_HP_STD_N
IT | COM_SC_HP_IMP_N
IT | COM_SC_ROOF_STD_N
IT | COM_SC_ELC_GEO_IMP_N
IT | COM_SC_ELC_GEO_ADV_N
IT | COM_SC_ROOF_ADV_N | 2030: 251.158; 2040: 325.7; 2050: 74.542
IT | COM_SC_REC_N
IT | COM_SC_REC_IMP_N
IT | COM_SC_CNF_N
IT | COM_SC_CNF_IMP_N
IT | COM_SC_CNT_N
IT | COM_SC_ROOM_N
IT | COM_SC_GEO_IMP_N
IT | COM_SC_ABS_NGA_N
IT | COM_SC_NGA_STD_N | 2020: 45.842; 2030: 45.842
IT | COM_SC_NGA_IMP_N
IT | COM_CK_NGA_N | 0.47133 | 1.8987 | 6.0729 | 6.0322 | 5.7439 | 5.5084
IT | COM_CK_LPG_N
IT | COM_CK_DST_N
IT | COM_CK_ELC_N | 0.35527 | 0.80138 | 2.0641 | 2.5258 | 2.9011 | 3.3121
IT | COM_CK_BIO_N
IT | COM_OE_OFF_ELC_STD_N
IT | COM_OE_OFF_ELC_IMP_N | 2007: 10.47; 2010: 7.329
IT | COM_OE_OFF_ADV_N |  | 28.0095 | 123.1 | 134.9 | 136.8 | 140.8
IT | COM_RF_STD_N | 2030: 25.11; 2040: 25.47; 2050: 26.21
IT | COM_RF_IMP_N
IT | COM_RF_N | 2020: 22.92
IT | COM_CHP_NGA_CI_N
IT | COM_CHP_NGA_MICRO_N
IT | COM_CHP_NGA_CC_N
IT | COM_CHP_SLB_CI_N |  |  | 4.5011 | 3.1485 | 2.0965 | 2.0965
IT | COM_CHP_NGA_SOFC_N
IT | COM_CHP_H2_PEMFC_N | 2050: 8.7901

## Activity_ELC
Region | Technology | 2007 | 2010 | 2020 | 2030 | 2040 | 2050
IT | ELC_FT_BGS | 7.4725 | 12.8223 | 36.0183 | 46.4289 | 56.7057 | 34.0589
IT | ELC_FT_BLQ |  | 9.16 | 18.035 | 5.0167 |  | 25.8978
IT | ELC_FT_BMU | 16.7666 | 30.5833 | 52.2664 | 83.1118 | 110.2862 | 121.8667
IT | ELC_FT_COA | 2007: 473.1619; 2010: 368.2935; 2020: 195.9332
IT | ELC_FT_DERGAS | 2007: 13.1111; 2010: 7.4921; 2020: 15.599
IT | ELC_FT_ELC_IMP | 174.393 | 163.89 | 169.722 | 117.3664 | 58.6832 | 241.49
IT | ELC_FT_GEO | 209.6698 | 198.1736 | 111.2618 | 47.6739 | 58.2171 | 10.3534
IT | ELC_FT_HHC | 88.125 | 81.9767 | 61.4826 | 0.88125 | 0.56224
IT | ELC_FT_HYD | 146.52 | 158.8615 | 187.3797 | 197.614 | 203.4213 | 183.659
IT | ELC_FT_NGA | 1154.6959 | 1029.95 | 807.9745 | 1114.0239 | 1289.5709 | 1147.9853
IT | ELC_FT_OIL | 276.5839 | 195.8812 | 62.2485 | 3.177 | 3.177 | 27.626
IT | ELC_FT_SLB_RES | 49.4132 | 45.5871 | 57.9274 | 25.9225
IT | ELC_FT_SLB_VIR |  |  | 11.4207 | 8.0087 | 5.2928 | 5.2915
IT | ELC_FT_SOL | 0.09 | 15.25 | 85.3 | 150.1634 | 166.5 | 90
IT | ELC_FT_WIN | 13.56 | 22.0462 | 45.5925 | 44.5925 | 11.0862 | 11.0862
IT | ELC_COA_COND_E | 2007: 94.2926; 2010: 81.99; 2020: 16.6636
IT | ELC_COA_OIL_E | 2007: 37.35; 2010: 15.5327; 2020: 5.41
IT | ELC_DERGAS_CC_E | 2007: 4.72; 2010: 2.6971; 2020: 5.6156
IT | ELC_NGA_CC_E | 256.74 | 225.1431 | 188.9039 | 221.22 | 27.2
IT | ELC_NGA_OIL_E | 2007: 16.08; 2010: 6.0229; 2020: 4.87
IT | ELC_NGA_STM_REP_E | 2007: 23.7809
IT | ELC_NGA_TURB_E | 2007: 0.78; 2010: 0.44571; 2030: 0.01
IT | ELC_NGA_MIN_E
IT | ELC_DST_TURB_E | 2007: 0.29; 2010: 0.16571
IT | ELC_OIL_STM_E | 2007: 63.1534; 2010: 44.4782; 2020: 8.55
IT | ELC_BGS_E | 2007: 2.0886
IT | ELC_BIO_CEN_E | 2007: 4.67; 2010: 3.79
IT | ELC_BIO_DST_E | 2007: 5.16; 2010: 5.16
IT | ELC_GEO_E | 2007: 19.29; 2010: 16.76; 2020: 6.05
IT | ELC_SOL_E | 2007: 0.09; 2010: 0.1; 2020: 0.04
IT | ELC_WIN_E | 2007: 9.454; 2010: 10.96; 2020: 1
IT | ELC_HYD_FLO_E | 34.89 | 34.9634 | 40.5083 | 43.1722 | 45.8361 | 48.5
IT | ELC_HYD_FLO_L10MW_E | 26.54 | 26.645 | 28.79 | 29.0667 | 29.3433 | 29.62
IT | ELC_HYD_RES_E | 85.09 | 97.2531 | 93.735 | 96.66 | 99.585 | 102.51
IT | ELC_HYD_PUM_E | 2007: 20.38; 2010: 15.4286; 2020: 2.5714
IT | ELC_CHP_GASDER_CC_E | 49.89 | 45.05 | 45.05 | 45.05 | 45.05 | 45.05
IT | ELC_CHP_HHC_CC_E | 70.5 | 65.5814 | 49.186 | 0.705 | 0.44979
IT | ELC_CHP_NGA_CC_E | 234.97 | 234.97 | 159.54 | 132 | 24
IT | ELC_CHP_NGA_TURB_CEN_E | 25.7775 | 25.7775 | 3.48 | 3.1128
IT | ELC_CHP_NGA_TURB_DST_E | 25.3549 | 25.3549 | 17.96 | 14.37
IT | ELC_CHP_NGA_STM_COND_E | 2007: 12.3148; 2010: 12.3148; 2020: 0.28
IT | ELC_CHP_OIL_STM_COND_CEN_E | 2007: 11.75; 2010: 11.75
IT | ELC_CHP_OIL_STM_COND_DST_E | 2007: 17.5971; 2010: 17.5971
IT | ELC_CHP_BMU_E | 8.048 | 14.68 | 16.41 | 16.02 | 6.3
IT | ELC_CHP_BGS_COG_E | 2007: 0.99338
IT | ELC_CHP_COA_IGCC_E | 2007: 17.0137; 2010: 17.0137; 2020: 15.32
IT | ELC_CHP_BIO_CEN_E | 2007: 3.2703; 2010: 3.2703
IT | HET_NGA_E | 2007: 12.1; 2010: 3.0601; 2020: 5.2609
IT | HET_GEO_E | 2007: 13.4158; 2010: 15.5043; 2020: 7.7522
IT | ELC_COA_STM_P | 2007: 17.6602; 2010: 17.6602; 2020: 40.8641
IT | ELC_NGA_CC_P | 2040: 60.4583
IT | ELC_CHP_NGA_CC_P | 33.6174 | 51.6258 | 6.9695 | 8.3074 | 8.4863 | 8.4863
IT | ELC_CHP_NGA_TURB_P | 2030: 0.22485; 2040: 0.22485; 2050: 0.22485
IT | ELC_WIN_P | 4.106 | 11.0862 | 11.0862 | 11.0862 | 11.0862 | 11.0862
IT | ELC_NGA_CT_N
IT | ELC_NGA_CC_N | 2030: 123.2324; 2040: 423.175; 2050: 439.3151
IT | ELC_COA_STM_N
IT | ELC_OIL_STM_N
IT | ELC_BLQ_N | 2020: 4.6382; 2030: 1.8089; 2050: 9.9706
IT | ELC_BIO_5C_N | 2020: 14.9197; 2030: 6.6766
IT | ELC_BIO_12C_N
IT | ELC_BGS_AGR_N | 2020: 6.5663; 2030: 7.2284; 2040: 10.7617
IT | ELC_BGS_LAN_N |  | 4.1964 | 6.0947 | 10.2177 | 11.9206 | 13.6236
IT | ELC_HYD_MICRO_N
IT | ELC_HYD_MINI_N |  |  | 24.3464 | 28.7151 | 28.6569 | 3.029
IT | ELC_GEO_HENT_N
IT | ELC_GEO_LENT_N
IT | ELC_WIN_N | 2020: 33.5063; 2030: 33.5063
IT | ELC_WIN_OFF_N
IT | ELC_WIN_OFF_DEEP_N
IT | ELC_PV_GRO_ITC_N
IT | ELC_PV_GRO_ITF_N | 2020: 15.3735; 2030: 15.3735; 2040: 15.3735
IT | ELC_PV_GRO_ITG_N | 2020: 8.9979; 2030: 8.9979; 2040: 8.9979
IT | ELC_PV_GRO_ITH_N |  | 0.049363 | 25.9795 | 25.9795 | 25.9301
IT | ELC_PV_GRO_ITI_N |  | 15.1006 | 15.1006 | 38.7599 | 23.6593 | 20.3583
IT | ELC_PV_ROOF_ITC_N | 2040: 14.9993; 2050: 13.899
IT | ELC_PV_ROOF_ITF_N | 2030: 22.9873; 2040: 25.987; 2050: 24.8778
IT | ELC_PV_ROOF_ITG_N |  |  | 1.8852 | 9.0819 | 11.6721 | 9.7365
IT | ELC_PV_ROOF_ITH_N |  |  | 7.6526 | 13.6769 | 19.627 | 11.1563
IT | ELC_PV_ROOF_ITI_N |  |  | 10.2708 | 15.3066 | 20.2538 | 9.9722
IT | ELC_H2_PEMFC_N | 2050: 0.0011526
IT | ELC_CHP_BMU_N |  |  | 6.87 | 18.9 | 36.9213 | 46.3093
IT | ELC_CHP_NGA_TURB_N
IT | ELC_CHP_NGA_CC_N | 18.976 | 14.2015 | 83.2111 | 88.2337 | 60.5159 | 4.0241
IT | ELC_CHP_NGA_CP_N |  |  | 5.943 | 41.4322 | 48.7459 | 42.4571
IT | ELC_CHP_NGA_TAP_N
IT | HET_NGA_N
IT | HET_OIL_N |  |  | 22.1008 | 2.5416 | 2.5416 | 22.1008
IT | HET_BIO_N
IT | HET_COA_N
IT | HET_GEO_N |  | 8.9546 | 32.8573 | 38.1391 | 46.5737 | 8.2827
IT | HET_GEO_SHA_N

## Activity_H2
Region | Technology | 2040 | 2050
IT | H2_SMR_CL | 19.619 | 28.7754
IT | H2_SMR_CS
IT | H2_SMR_DM
IT | H2_SMR_DS
IT | H2_COA_CL
IT | H2_COA_CM
IT | H2_HOPO
IT | H2_ELALK_CL
IT | H2_ELALK_DS
IT | H2_ELPEM_CL
IT | H2_ELPEM_DS
IT | H2_SOEC_CL
IT | H2_SOEC_DS
IT | H2_AEM_DS
IT | H2_SBR_C
IT | H2_SBG_DS
IT | H2_SBG_CM
IT | H2_SER_D
IT | H2_DMY_CTE
IT | H2_DMY_CUE
IT | H2_DMY_DTE
IT | H2_DMY_SYNFUELS
IT | H2_ST_CT
IT | H2_ST_DT
IT | H2_ST_UG
IT | H2_BLEND
IT | H2_ELC_FT |  | 9.1588
IT | H2_IND_FT_GC
IT | H2_TRA_FT_LC1 | 19.7931 | 19.7931
IT | H2_TRA_FT_GC1
IT | H2_TRA_FT_LC2
IT | H2_TRA_FT_GC2
IT | H2_TRA_FT_GC3
IT | H2_TRA_FT_GC4
IT | H2_TRA_FT_GC5
IT | H2_IND_FT_GDE
IT | H2_TRA_FT_GD
IT | H2_TRA_FT_LD

## Activity_IND
Region | Technology | 2007 | 2010 | 2020 | 2030 | 2040 | 2050
IT | IND_FT_BFG_E | 2007: 0.185; 2010: 0.16087; 2020: 0.057277
IT | IND_FT_BFG_N | 2007: 0.068961; 2010: 0.21372; 2030: 0.57186
IT | IND_FT_BIO_E | 2007: 11.9; 2010: 3.3633
IT | IND_FT_BIO_N | 5.41 | 13.33 | 24.6403 | 35.4523 | 31.6152 | 32.4263
IT | IND_FT_COA_E | 2007: 40.1; 2010: 34.8696; 2020: 17.4348
IT | IND_FT_COA_N | 0.2972 | 0.78662 | 1.1527 | 66.9648 | 66.2698 | 65.8222
IT | IND_FT_COG_N | 2030: 15.1098; 2040: 15.1098
IT | IND_FT_COK_E | 2007: 72.7; 2010: 49.6329; 2020: 19.38
IT | IND_FT_COK_N | 2030: 24.5757; 2040: 21.8643; 2050: 13.34
IT | IND_FT_ELC_E | 529.1235 | 429.27 | 389.01 | 365.0753 | 350.994 | 347.5363
IT | IND_FT_ETH_E | 2007: 6.9913; 2010: 5.1525; 2020: 4.8476
IT | IND_FT_ETH_N | 2030: 4.1986; 2040: 4.3922; 2050: 7.5799
IT | IND_FT_GEO_1_N
IT | IND_FT_GEO_2_N
IT | IND_FT_GEO_3_N
IT | IND_FT_HET_E
IT | IND_FT_HET_N | 116.1621 | 131 | 131 | 80.8047 | 44.3193
IT | IND_FT_HFO_E | 2007: 93.1029; 2010: 63.4868; 2020: 21.769
IT | IND_FT_HFO_N | 2030: 12.3663; 2040: 12.1785; 2050: 12.4363
IT | IND_FT_OIL_E | 2007: 29.2434; 2010: 23.7877; 2020: 12.4493
IT | IND_FT_OIL_N | 2030: 20.186; 2040: 20.2224; 2050: 21.4813
IT | IND_FT_LPG_E | 2007: 16.7827; 2010: 13.1706; 2020: 7.4789
IT | IND_FT_LPG_N | 2030: 21.8129; 2040: 21.7991; 2050: 19.0854
IT | IND_FT_NAP_E | 2007: 7.0096; 2010: 1.2549; 2020: 10.989
IT | IND_FT_NAP_N | 2030: 3.446; 2040: 3.446; 2050: 5.0494
IT | IND_FT_NGA_E | 2007: 631.0976; 2010: 481.2; 2020: 293.913
IT | IND_FT_NGA_N |  |  | 65.257 | 274.3367 | 241.1906 | 224.263
IT | IND_FT_PTC_E | 2007: 103.0467; 2010: 79.9739; 2020: 47.8261
IT | IND_FT_PTC_N | 2020: 11.731; 2050: 7.5646
IT | IND_MD_TECH | 284.4407 | 225.9117 | 191.5678 | 162.107 | 155.818 | 153.0758
IT | IND_MD_ELC_E | 2007: 278; 2010: 225.7733; 2020: 77.2222
IT | IND_MD_DST_E | 2007: 0.173; 2010: 0.1384; 2020: 0.023067
IT | IND_STM_TECH | 236.4465 | 209.9904 | 155.6428 | 112.8464 | 108.8944 | 105.6012
IT | IND_STM_BYPROD
IT | IND_STM_BIO_E | 2007: 0.514; 2010: 0.44696; 2020: 0.22348
IT | IND_STM_DST_E | 2007: 4.31; 2010: 3.5917; 2020: 1.1972
IT | IND_STM_COA_E | 2007: 0.0739; 2010: 0.064261; 2020: 0.019083
IT | IND_STM_HFO_E | 2007: 12.4; 2010: 7.0857
IT | IND_STM_LPG_E | 2007: 0.881; 2010: 0.73417; 2020: 0.24472
IT | IND_STM_NGA_E | 2007: 101; 2010: 74.4615; 2020: 13.4667
IT | IND_STM_HET_E | 2007: 93.553; 2010: 81.7391; 2020: 40.8696
IT | IND_CH_TECH | 23.41 | 17.92 | 15.92 | 16.52 | 16.59 | 17.17
IT | IND_CH_OLF_E | 2007: 2.84; 2010: 2.4696; 2020: 1.2348
IT | IND_CH_BTX_E | 2007: 0.772; 2010: 0.6713; 2020: 0.33565
IT | IND_CH_AMM_E | 2007: 0.618; 2010: 0.50417; 2020: 0.21383
IT | IND_CH_MTH_E | 2007: 0.0477; 2010: 0.038917; 2020: 0.012972
IT | IND_CH_CHL_E | 2007: 0.206; 2010: 0.16833; 2020: 0.089565
IT | IND_CH_OTH_E | 18.1662 | 13.9059 | 12.3539 | 12.8195 | 12.8738 | 13.3239
IT | IND_CH_FS_NGA_E | 63.3282 | 24.297 | 26.7364 | 29.0253 | 28.4767 | 28.8085
IT | IND_CH_FS_LPG_E | 2007: 0.56; 2010: 34.2706
IT | IND_CH_FS_KER_E | 2007: 7.6; 2010: 4.3429
IT | IND_CH_FS_HFO_E | 2007: 15.15; 2010: 8.6571
IT | IND_CH_FS_DST_E | 2007: 23.86; 2010: 13.6343
IT | IND_CH_FS_NSP_E | 2007: 1.01; 2010: 3.0394
IT | IND_CH_FS_GSL_E | 2007: 5.47; 2010: 3.1257
IT | IND_CH_FS_NAP_E | 2007: 108.95; 2010: 105.2137; 2020: 85.3874
IT | IND_CH_FS_RFG_E | 2007: 16.98; 2010: 9.7029; 2020: 2.351
IT | IND_CH_EC_E | 2007: 16.4; 2010: 14.2609; 2020: 7.1304
IT | IND_CH_OTH_COK_E | 2007: 0.168; 2010: 0.1375; 2020: 0.045833
IT | IND_CH_OTH_DST_E | 2007: 4.69; 2010: 3.9083; 2020: 1.3028
IT | IND_CH_OTH_ELC_E | 2007: 9.64; 2010: 8.5652; 2020: 4.2826
IT | IND_CH_OTH_ETH_E | 2007: 1.77; 2010: 1.475; 2020: 0.49167
IT | IND_CH_OTH_HFO_E | 2007: 3.18; 2010: 2.65; 2020: 0.88333
IT | IND_CH_OTH_NGA_E | 2007: 19.8; 2010: 16.1667; 2020: 8.6087
IT | IND_CH_OTH_PTC_E | 2007: 0.303; 2010: 0.2525; 2020: 0.084167
IT | IND_IS_TECH | 31.55 | 24.78 | 22.39 | 23.73 | 23.07 | 23.06
IT | IND_IS_BOF_E | 2007: 11.33; 2010: 7.9618; 2020: 4.0302
IT | IND_IS_EAF_E | 2007: 18.98; 2010: 15.7102; 2020: 8.2522
IT | IND_IS_OTH_ELC_E | 2007: 9.648; 2010: 7.3799; 2020: 3.8688
IT | IND_IS_FS_COK_E | 71.9197 | 49.1258 | 19.0952 | 24.5757 | 21.8643 | 13.34
IT | IND_IS_FS_PTC_E | 0.1 | 0.083333 | 14.8452 |  |  | 7.5646
IT | IND_NF_TECH | 4.27 | 2.33 | 3.36 | 3.27 | 3.23 | 3.32
IT | IND_NF_ALU_E | 2007: 2.03; 2010: 1.0788; 2020: 0.88261
IT | IND_NF_COP_E | 2007: 0.382; 2010: 0.20294; 2020: 0.16609
IT | IND_NF_ZNC_E | 2007: 0.365; 2010: 0.19409; 2020: 0.1587
IT | IND_NF_OTH_E | 1.4061 | 0.76727 | 1.1064 | 1.0768 | 1.0636 | 1.0933
IT | IND_NF_EC_E | 2007: 9.61; 2010: 5.4223; 2020: 4.1783
IT | IND_NF_OTH_ELC_E | 2007: 7.9235; 2010: 4.9239; 2020: 3.6652
IT | IND_NF_OTH_DST_E | 2007: 0.154; 2010: 0.12833; 2020: 0.042778
IT | IND_NF_OTH_NGA_E | 2007: 2.89; 2010: 1.4917; 2020: 1.2565
IT | IND_NF_OTH_LPG_E | 2007: 0.524; 2010: 0.43667; 2020: 0.14556
IT | IND_NM_TECH | 62.98 | 49.36 | 38.78 | 38.95 | 39.39 | 40.58
IT | IND_NM_CLK_DRY_E | 2007: 33.1; 2010: 25.6667; 2020: 14.3913
IT | IND_NM_CLK_WET_E | 2007: 13.2; 2010: 10.25; 2020: 5.7391
IT | IND_NM_LIM_E | 2007: 5.02; 2010: 4.0821; 2020: 2.0614
IT | IND_NM_GLS_E | 2007: 3.52; 2010: 2.7333; 2020: 1.5304
IT | IND_NM_CRM_E | 2007: 5.47; 2010: 4.5583; 2020: 1.5194
IT | IND_NM_OTH_COK_E | 2007: 0.16291; 2010: 0.13083; 2020: 0.043611
IT | IND_NM_OTH_DST_E | 2007: 0.196; 2010: 0.16333; 2020: 0.054444
IT | IND_NM_OTH_ELC_E | 2007: 5.1218; 2010: 4.2219; 2020: 2.2652
IT | IND_NM_OTH_LPG_E | 2007: 0.596; 2010: 0.49667; 2020: 0.16556
IT | IND_NM_OTH_NGA_E | 2007: 7.0561; 2010: 5.5083; 2020: 2.6385
IT | IND_PP_TECH | 10.11 | 8.87 | 8.73 | 8.67 | 8.65 | 8.73
IT | IND_PP_PUL_TECH | 6.137 | 5.3818 | 5.0156 | 4.5764 | 4.4645 | 4.5058
IT | IND_PP_PUL_CHEM_E | 2007: 0.148; 2010: 0.1287; 2020: 0.064348
IT | IND_PP_PUL_MEC_E | 2007: 1.18; 2010: 1.0261; 2020: 0.51304
IT | IND_PP_PUL_REC_E | 2007: 5.2911; 2010: 4.5951; 2020: 2.2975
IT | IND_PP_PAP_E | 2007: 9.5862; 2010: 8.3391; 2020: 4.1696
IT | IND_PP_PH_HFO_E | 2007: 0.387; 2010: 0.33652; 2020: 0.16826
IT | IND_PP_PH_DST_E | 2007: 0.0449; 2010: 0.039043; 2020: 0.019522
IT | IND_PP_PH_NGA_E | 2007: 2.47; 2010: 2.1478; 2020: 1.0739
IT | IND_PP_PH_ELC_E | 2007: 1.08; 2010: 0.93913; 2020: 0.46957
IT | IND_PP_OTH_DST_E | 2007: 0.0449; 2010: 0.039043; 2020: 0.019522
IT | IND_PP_OTH_ELC_E | 2007: 1.08; 2010: 0.93913; 2020: 0.46957
IT | IND_PP_OTH_LPG_E | 2007: 0.0595; 2010: 0.051739; 2020: 0.02587
IT | IND_OTH_TECH | 459.15 | 373.03 | 394.39 | 394.77 | 388.39 | 388.18
IT | IND_OTH_PH_DST_E | 2007: 8.58; 2010: 6.24
IT | IND_OTH_PH_HFO_E | 2007: 34.9; 2010: 19.9429
IT | IND_OTH_PH_LPG_E | 2007: 5.48; 2010: 3.9855
IT | IND_OTH_PH_NGA_E | 2007: 164; 2010: 126.1538
IT | IND_OTH_OTH_ELC_E | 2007: 29.8; 2010: 25.913; 2020: 12.9565
IT | IND_ONS_TECH | 143.03 | 120.26 | 130.99 | 136.76 | 140.96 | 150.62
IT | IND_NEU_TECH | 159.23 | 151.8 | 130.28 | 129.29 | 129.23 | 131.77
IT | IND_MD_DST_N
IT | IND_MD_LPG_N
IT | IND_MD_NGA_N | 2030: 0.3472; 2040: 0.16408
IT | IND_MD_ELC_N | 6.2677 |  | 114.3225 | 161.7598 | 155.654 | 153.0758
IT | IND_STM_BFG_N | 2010: 0.1529; 2030: 0.46645
IT | IND_STM_BIO_N | 2.7158 | 4.1518 | 4.1518 | 3.3371
IT | IND_STM_COA_N
IT | IND_STM_COG_N | 2030: 13.1877; 2040: 13.1877
IT | IND_STM_DST_N
IT | IND_STM_ETH_N
IT | IND_STM_HET_N |  | 29.5588 | 73.7594 | 78.3159 | 95.7068 | 103.4731
IT | IND_STM_HFO_N
IT | IND_STM_LPG_N
IT | IND_STM_NGA_N | 20.9988 | 8.0035 | 21.7109 | 17.5394 |  | 2.1281
IT | IND_STM_PTC_N
IT | IND_CH_HVC_NAPSC_N | 1.2859 | 0.23022 | 1.4079 |  |  | 1.3296
IT | IND_CH_HVC_ETHSC_N | 0.17478 |  | 0.57295 | 1.2836 | 1.3341 | 2.4743
IT | IND_CH_HVC_GSOSC_N
IT | IND_CH_HVC_LPGSC_N
IT | IND_CH_HVC_NCC_N | 2020: 0.69622; 2030: 0.69622; 2040: 0.69622
IT | IND_CH_HVC_BDH_N
IT | IND_CH_HVC_N | 0.61351 | 0.09369 | 1.0141 | 0.63767 | 0.65031 | 1.044
IT | IND_CH_OLF_PDH_N |  |  | 0.28903 | 2.3442 | 2.3442 | 2.0552
IT | IND_CH_OLF_MTO_N
IT | IND_CH_AMM_NGASR_N | 1.0303 | 0.49049 | 3.1174 | 6.3602 | 6.3872 | 6.6105
IT | IND_CH_AMM_NGASR_CCS_N
IT | IND_CH_AMM_NGASR_CCS_N_LINKED
IT | IND_CH_AMM_NAPPOX_N
IT | IND_CH_AMM_COAGSF_N
IT | IND_CH_AMM_BIOGSF_N
IT | IND_CH_AMM_ELCSYS_N
IT | IND_CH_MTH_NGASR_N | 0.016895 |  | 0.084578 | 0.24434 | 0.23251 | 0.16483
IT | IND_CH_MTH_NGASR_CCS_N
IT | IND_CH_MTH_NGASR_CCS_N_LINKED
IT | IND_CH_MTH_COGSR_N
IT | IND_CH_MTH_LPGSR_N
IT | IND_CH_MTH_COAGSF_N | 0.027276 | 0.027276 | 0.027276 | 0.17056 | 0.15146
IT | IND_CH_MTH_BIOGSF_N
IT | IND_CH_MTH_ELCSYS_N
IT | IND_CH_CHL_MERC_N | 2007: 0.023917; 2010: 0.023917; 2020: 0.023917
IT | IND_CH_CHL_DIAP_N
IT | IND_CH_CHL_MEMB_N | 0.011206 |  | 0.050494 | 0.17016 | 0.17088 | 0.17685
IT | IND_CH_EC_N | 1.8442 | 0.11514 | 4.0795 | 9.4978 | 9.3168 | 9.4139
IT | IND_CH_FS_BIO_N
IT | IND_CH_FS_COA_N | 0.081827 | 0.081827 | 0.081827 | 0.46749 | 0.41021
IT | IND_CH_FS_DST_N
IT | IND_CH_FS_ETH_N | 4.128 |  | 10.4729 | 17.469 | 18.2743 | 31.5373
IT | IND_CH_FS_MTH_N
IT | IND_CH_FS_NGA_N | 2.0298 | 0.9568 | 6.2336 | 12.1353 | 11.619 | 11.2937
IT | IND_CH_FS_LPG_N |  |  | 15.28 | 118.5385 | 118.5385 | 103.1361
IT | IND_CH_FS_NAP_N | 43.2682 | 7.7463 | 66.4626 | 19.9022 | 19.9022 | 31.1682
IT | IND_CH_OTH_COK_N
IT | IND_CH_OTH_DST_N
IT | IND_CH_OTH_ELC_N |  | 3.0002 | 3.0002 | 6.4835 | 7.7814 | 9.312
IT | IND_CH_OTH_ETH_N
IT | IND_CH_OTH_HFO_N
IT | IND_CH_OTH_NGA_N | 7.5632 |  | 12.3347 | 24.9606 | 23.0684 | 21.8971
IT | IND_IS_BOF_BFBOF_N | 2007: 2.1063; 2010: 2.1063; 2030: 0.73315
IT | IND_IS_BOF_BFBOF_CCS_N
IT | IND_IS_BOF_BFBOF_CCS_N_LINKED
IT | IND_IS_BOF_BFTGRBOF_CCS_N
IT | IND_IS_BOF_BFTGRBOF_CCS_N_LINKED
IT | IND_IS_DRI_DRIEAF_N | 0.77661 | 0.77661 | 10.1076 | 19.4586 | 18.9174 | 18.9092
IT | IND_IS_DRI_DRIEAF_CCS_N
IT | IND_IS_DRI_DRIEAF_CCS_N_LINKED
IT | IND_IS_DRI_HDREAF_N
IT | IND_IS_BOF_HISBOF_N | 2030: 4.1101; 2040: 4.1526; 2050: 4.1508
IT | IND_IS_BOF_HISBOF_CCS_N
IT | IND_IS_BOF_HISBOF_CCS_N_LINKED
IT | IND_IS_BOF_ULCOWIN_N
IT | IND_IS_BOF_ULCOLYSIS_N
IT | IND_IS_BOF_ULCORED_CCS_N
IT | IND_IS_BOF_ULCORED_CCS_N_LINKED
IT | IND_NF_AMN_BAY_N
IT | IND_NF_ALU_HLH_N
IT | IND_NF_ALU_SEC_N | 0.063581 | 0.063581 | 0.7648 | 1.6033 | 1.5837 | 1.6278
IT | IND_NF_ALU_HLHIA_N
IT | IND_NF_ALU_CBT_N
IT | IND_NF_ALU_KAO_N
IT | IND_NF_COP_N | 0.012121 | 0.012121 | 0.14404 | 0.30182 | 0.29813 | 0.30644
IT | IND_NF_ZNC_N | 0.011187 | 0.011187 | 0.13732 | 0.28809 | 0.28456 | 0.29249
IT | IND_NF_EC_N | 0.31651 |  | 3.5966 | 7.3911 | 7.2674 | 7.1805
IT | IND_NF_OTH_ELC_N |  |  | 2.5728 | 6.0901 | 6.0157 | 6.201
IT | IND_NF_OTH_DST_N
IT | IND_NF_OTH_NGA_N | 1.3013 |  | 2.3836 | 3.7068 | 3.6613 | 3.7456
IT | IND_NM_CLK_DRY_N | 2030: 6.8843; 2040: 6.8843; 2050: 6.8843
IT | IND_NM_CLK_DRY_BIO_N | 1.1367 | 1.1354 | 6.2299 | 12.7173 | 12.9387 | 13.5376
IT | IND_NM_CLK_WET_N
IT | IND_NM_CLK_DRYCL_PCCS_N
IT | IND_NM_CLK_DRYCL_PCCS_N_LINKED
IT | IND_NM_CLK_DRYCL_PCCS_BIO_N
IT | IND_NM_CLK_DRYCL_PCCS_BIO_N_LINKED
IT | IND_NM_CLK_DRYCL_OCCS_N
IT | IND_NM_CLK_DRYCL_OCCS_N_LINKED
IT | IND_NM_CLK_DRYCL_OCCS_BIO_N
IT | IND_NM_CLK_DRYCL_OCCS_BIO_N_LINKED
IT | IND_NM_CEM_BLN_N | 1.7222 | 1.7203 | 9.4393 | 29.6994 | 30.0349 | 30.9423
IT | IND_NM_CEM_AAC_N
IT | IND_NM_CEM_BEL_N
IT | IND_NM_LIM_LRK_N | 0.18845 |  | 1.1457 | 3.2212 | 3.2576 | 3.356
IT | IND_NM_GLS_FOSS_N | 2030: 1.4245; 2040: 1.4245; 2050: 1.7865
IT | IND_NM_GLS_ELEC_N | 0.13284 | 0.12955 | 0.71881 | 0.83463 | 0.86015 | 0.56716
IT | IND_NM_CRM_N | 0.62646 | 0.21971 | 2.2345 | 3.7704 | 3.813 | 3.9281
IT | IND_NM_EC_N | 1.2407 | 1.0917 | 6.0861 | 14.1558 | 14.234 | 13.7793
IT | IND_PP_PUL_KRF_N
IT | IND_PP_PUL_SUL_N | 0.090396 | 0.089366 | 0.89102 | 1.7028 | 1.5747 | 1.5019
IT | IND_PP_PUL_MEC_N | 2010: 0.031235; 2020: 0.031235
IT | IND_PP_PUL_SCH_N |  |  | 0.10234 | 0.23148 | 0.23148 | 0.20276
IT | IND_PP_PUL_REC_N | 0.32664 | 0.32664 | 2.3326 | 4.2427 | 4.1386 | 4.2129
IT | IND_PP_PAP_N | 0.5238 | 0.53087 | 4.5604 | 8.67 | 8.65 | 8.73
IT | IND_PP_PH_HFO_N
IT | IND_PP_PH_NGA_N | 0.04347 | 0.04347 | 0.37803 | 0.7032 | 0.64801 | 0.60717
IT | IND_OTH_OTH_ELC_N | 0.40187 | 0.7586 | 13.1536 | 25.4289 | 24.2532 | 23.5211
IT | IND_OTH_PH_DST_N
IT | IND_OTH_PH_HFO_N
IT | IND_OTH_PH_LPG_N
IT | IND_OTH_PH_NGA_N | 11.4226 | 18.7408 | 171.7788 | 167.2971 | 159.5621 | 154.7457
IT | IND_CHP_NGA_CI_N
IT | IND_CHP_NGA_TG_N | 2030: 24.456; 2040: 119.2187; 2050: 211.823
IT | IND_CHP_NGA_TV_N
IT | IND_CHP_BLQ_CI_N | 2010: 7.7402; 2020: 4.3702

## Activity_RES
Region | Technology | 2007 | 2010 | 2020 | 2030 | 2040 | 2050
IT | RES_FT_NGA_E | 2007: 671.3791; 2010: 580; 2020: 193.3333
IT | RES_FT_DST_E | 2007: 120.6675; 2010: 88.1; 2020: 33.79
IT | RES_FT_HFO_E | 2007: 5.8322; 2010: 4.5571; 2020: 0.07287
IT | RES_FT_KER_E | 2007: 0.73925; 2010: 0.53763
IT | RES_FT_COA_E | 2007: 0.26989; 2010: 0.20761
IT | RES_FT_LPG_E | 2007: 56.8466; 2010: 48.5833; 2020: 16.1944
IT | RES_FT_BIO_E | 2007: 190; 2010: 158.3333; 2020: 52.7778
IT | RES_FT_SOL_E | 2007: 1.1348; 2010: 1.1917; 2020: 0.39722
IT | RES_FT_GEO_E | 2007: 0.090212; 2010: 0.079167; 2020: 0.026389
IT | RES_FT_ELC_E | 236.4744 | 237.82 | 229.627 | 233.5123 | 233.5214 | 276.1035
IT | RES_FT_HET_E | 14.2 | 10.87 | 9.907 | 6.6047 | 3.3023
IT | RES_FT_NGA_N |  | 154.3881 | 442.0167 | 605.2332 | 559.2863 | 531.4832
IT | RES_FT_DST_N | 2030: 28.8572; 2040: 6.2012; 2050: 6.2012
IT | RES_FT_HFO_N
IT | RES_FT_KER_N
IT | RES_FT_COA_N
IT | RES_FT_LPG_N |  | 9.8656 | 44.5996 | 27.2534 | 27.2534 | 27.2534
IT | RES_FT_BIO_N |  | 110.9219 | 211.5622 | 382.8983 | 445.5027 | 492.7244
IT | RES_FT_SOL_N | 2010: 2.3783; 2020: 6.7728; 2030: 4.2304
IT | RES_FT_GEO_1_N |  | 0.012666 | 0.070845 | 0.097234 | 0.097234 | 0.097234
IT | RES_FT_GEO_2_N
IT | RES_FT_GEO_3_N
IT | RES_FT_HET_N | 3.76 |  | 28.323 | 54.3667 | 56.1333 | 57.9
IT | RES_SH_BUR_NGA_SO_E | 2007: 1282.4329; 2010: 986.4868
IT | RES_SH_AHP_NGA_SO_E | 2007: 19.6103; 2010: 15.0848
IT | RES_SH_BUR_DST_SO_E | 2007: 250.7358; 2010: 184.1733
IT | RES_SH_BUR_HFO_SO_E | 2007: 12.3643; 2010: 9.511
IT | RES_SH_BUR_KER_SO_E | 2007: 0.13355; 2010: 0.097125
IT | RES_SH_BUR_COA_SO_E | 2007: 0.44569; 2010: 0.34284
IT | RES_SH_BUR_LPG_SO_E | 2007: 88.5626; 2010: 68.1251
IT | RES_SH_WST_BIO_SO_E | 2007: 131.6938; 2010: 101.3029
IT | RES_SH_HT_ELC_SO_E | 5.1412 | 4.4193 | 2.0128 | 2.0128 | 2.0128 | 2.0128
IT | RES_SH_HP_ELC_SO_E | 2007: 2.1738; 2010: 1.6722
IT | RES_SH_HEX_HET_SO_E | 2007: 10.5815; 2010: 8.1396
IT | RES_SH_HP_GEO_SO_E | 1.0294 | 1.048 | 1.1099 | 1.1099 | 1.1099 | 1.1099
IT | RES_SH_BUR_NGA_MO_E | 2007: 62.0982; 2010: 49.93
IT | RES_SH_HP_NGA_MO_E | 2007: 0.98727; 2010: 0.75944
IT | RES_SH_BUR_DST_MO_E | 2007: 10.6667; 2010: 7.7576
IT | RES_SH_BUR_HFO_MO_E | 2007: 0.46667; 2010: 0.47832
IT | RES_SH_BUR_KER_MO_E | 2007: 0.0065151; 2010: 0.0047383
IT | RES_SH_BUR_COA_MO_E | 2007: 0.022473; 2010: 0.017287
IT | RES_SH_BUR_LPG_MO_E | 2007: 4.2121; 2010: 3.4448
IT | RES_SH_WST_BIO_MO_E | 2007: 6.2424; 2010: 5.1189
IT | RES_SH_HT_ELC_MO_E | 0.24303 | 0.38811 | 0.81818 | 0.81818 | 0.81818 | 0.81818
IT | RES_SH_AHP_ELC_MO_E | 2007: 0.10273; 2010: 0.084336
IT | RES_SH_HEX_HET_MO_E | 2007: 0.5; 2010: 0.41035
IT | RES_SH_HP_GEO_MO_E | 0.051927 | 0.052783 | 0.055636 | 0.055636 | 0.055636 | 0.055636
IT | RES_SH_BUR_NGA_SN_E | 2007: 14.3771; 2010: 11.0593
IT | RES_SH_AHP_NGA_SN_E | 2007: 0.21911; 2010: 0.16854
IT | RES_SH_BUR_DST_SN_E | 2007: 2.8006; 2010: 2.1543
IT | RES_SH_BUR_HFO_SN_E | 2007: 0.13802; 2010: 0.10617
IT | RES_SH_BUR_KER_SN_E | 2007: 0.0014888; 2010: 0.0010828
IT | RES_SH_BUR_COA_SN_E | 2007: 0.0049802; 2010: 0.0038309
IT | RES_SH_BUR_LPG_SN_E | 2007: 0.98914; 2010: 0.76088
IT | RES_SH_WST_BIO_SN_E | 2007: 1.4722; 2010: 1.1325
IT | RES_SH_HT_ELC_SN_E | 2007: 0.057393; 2010: 0.044149
IT | RES_SH_AHP_ELC_SN_E | 2007: 0.024326; 2010: 0.018712
IT | RES_SH_HEX_HET_SN_E | 2007: 0.11789; 2010: 0.090686
IT | RES_SH_HP_GEO_SN_E | 0.011502 | 0.011701 | 0.012364 | 0.012364 | 0.012364 | 0.012364
IT | RES_SH_BUR_NGA_MN_E | 2007: 1.3636; 2010: 1.049
IT | RES_SH_HP_NGA_MN_E | 2007: 0.020782; 2010: 0.015986
IT | RES_SC_CEN_E | 2007: 142.2703; 2010: 160.2062
IT | RES_SC_EHP_E | 2007: 18.3132; 2010: 14.4779
IT | RES_SC_ROOM_E | 2007: 111.4165; 2010: 125.7915
IT | RES_WH_NGA_E | 2007: 31.6953; 2010: 26.4127
IT | RES_WH_HFO_E | 2007: 0.15215; 2010: 0.12679; 2020: 0.042264
IT | RES_WH_DST_E | 2007: 4.1596; 2010: 2.7427
IT | RES_WH_LPG_E | 2007: 2.9366; 2010: 1.936; 2020: 0.81571
IT | RES_WH_BIO_E | 2007: 0.46374; 2010: 0.30573
IT | RES_WH_ELC_E | 2007: 22.9593; 2010: 19.1328; 2020: 6.3776
IT | RES_WH_HET_E | 2007: 6.4182; 2010: 4.232
IT | RES_WH_SOL_E | 2007: 1.1348; 2010: 0.94564; 2020: 0.31521
IT | RES_RF_TECH | 9.0536 | 9.2706 | 9.3681 | 9.4138 | 9.382 | 9.3097
IT | RES_RF_RFG_ELC_E | 2007: 6.5402; 2010: 5.0309
IT | RES_RF_FRZ_ELC_E | 2007: 1.6689; 2010: 1.2838
IT | RES_CW_ELC_E | 2007: 5.4791; 2010: 4.2147
IT | RES_CD_ELC_E | 2007: 0.075421; 2010: 0.058016
IT | RES_DW_ELC_E | 2007: 2.5234; 2010: 1.6823
IT | RES_CK_NGA_E | 2007: 9.7552; 2010: 7.504
IT | RES_CK_LPG_E | 2007: 4.0823; 2010: 3.1402
IT | RES_CK_ELC_E | 2007: 7.9862; 2010: 6.1432
IT | RES_OE_EQP_E | 2007: 68.5; 2010: 27.4
IT | RES_LG_LFL_E | 2007: 88.1; 2010: 58.7333
IT | RES_LG_SFL_E | 2007: 91.4; 2010: 60.9333
IT | RES_LG_LHAL_E | 2007: 2.36; 2010: 1.62
IT | RES_LG_SHAL_IMP_E | 2007: 3.72; 2010: 2.48
IT | RES_LG_SHAL_E | 2007: 4.99; 2010: 3.4333
IT | RES_LG_MIN_E | 2007: 72.1; 2010: 49.6
IT | RES_LG_SIN_E | 2007: 61; 2010: 34.8571
IT | RES_RF_RFG_CLB_N | 0.70268 | 2.3856 | 7.4945 | 7.531 | 7.5056 | 7.4477
IT | RES_RF_RFG_CLA_N
IT | RES_RF_RFG_CLA+_N
IT | RES_RF_RFG_CLA++_N
IT | RES_RF_RFG_2010_N
IT | RES_RF_RFG_2020_N
IT | RES_RF_FRZ_CLB_N | 0.14177 | 0.57032 | 1.8736 | 1.8828 | 1.8764 | 1.8619
IT | RES_RF_FRZ_CLA_N
IT | RES_RF_FRZ_CLA++_N
IT | RES_RF_FRZ_2010_N
IT | RES_RF_FRZ_2020_N
IT | RES_WH_DST_N
IT | RES_WH_DST_COND_N
IT | RES_WH_NGA_N | 0.61265 | 6.9975 | 49.6666 | 55.9656 | 61.3724 | 62.7421
IT | RES_WH_NGA_COND_N
IT | RES_WH_LPG_N | 2020: 1.334
IT | RES_WH_LPG_COND_N
IT | RES_WH_WPL_BIO_N
IT | RES_WH_ELC_RES_N | 0.46768 | 6.4438 | 7.8938 | 14.304 | 14.3276 | 14.5579
IT | RES_WH_AHP_ELC_N
IT | RES_WH_HNS_ELC_N
IT | RES_WH_SOL_N | 2010: 2.6244; 2020: 6.8548; 2030: 4.2304
IT | RES_WH_PDC_ACS_N
IT | RES_CW_ELC_N | 0.56296 | 1.9722 | 6.252 | 6.2825 | 6.2612 | 6.2095
IT | RES_CW_ELC_IMP_N
IT | RES_CW_ELC_ADV_N
IT | RES_CW_2010_ELC_N
IT | RES_CW_2020_ELC_N
IT | RES_CD_ELC_N | 0.0086212 | 0.032834 | 0.093766 | 0.095676 | 0.094616 | 0.09285
IT | RES_CD_ELC_ADV_N
IT | RES_CD_ELC_NEW_N
IT | RES_DW_ELC_STD_N | 0.26319 | 1.1936 | 2.919 | 2.9403 | 2.9289 | 2.9047
IT | RES_DW_ELC_IMP_N
IT | RES_DW_ELC_ADV_N
IT | RES_DW_2010_ELC_N
IT | RES_DW_2020_ELC_N
IT | RES_CK_NGA_N | 2.0402 | 5.3863 | 18.0692 | 17.7857 | 16.2143 | 15.5
IT | RES_CK_COA_N
IT | RES_CK_LPG_N
IT | RES_CK_ELC_N | 0.036218 | 1.7263 | 8.0308 | 7.1143 | 6.4857 | 6.2
IT | RES_CK_BIO_N
IT | RES_LG_BFL_IMP_N
IT | RES_LG_SFL_IMP_N
IT | RES_LG_EFL_N
IT | RES_LG_LFL_N | 35.33 | 158.3333 | 346.5 | 377 | 397.5
IT | RES_LG_SFL_N
IT | RES_LG_LHAL_N |  | 8.0095 | 87.5 | 75 | 62.5 | 469
IT | RES_LG_SHAL_IMP_N
IT | RES_LG_SHAL_N
IT | RES_LG_MIN_N
IT | RES_LG_SIN_N
IT | RES_LG_KER_N
IT | RES_LG_LED_ELC_N
IT | RES_MISC_EQP_N | 0.34058 | 43.6455 | 73.1789 | 73.7136 | 73.4277 | 72.8205
IT | RES_SH_DST_SO_N |  |  | 87.4441 | 74.6787 | 16.0479 | 16.0479
IT | RES_SH_DST_COND_SO_N
IT | RES_SH_NGA_SO_N | 19.6524 | 504.169 | 1301.2866 | 1229.2299 | 1248.3036 | 1171.9846
IT | RES_SH_NGA_COND_SO_N
IT | RES_SH_LPG_SO_N |  |  | 112.8807 | 70.5283 | 70.5283 | 70.5283
IT | RES_SH_LPG_COND_SO_N
IT | RES_SH_WST_BIO_SO_N | 5.4429 | 65.4281 | 170.9548 | 257.1229 | 301.1143 | 381.8488
IT | RES_SH_WPL_BIO_SO_N
IT | RES_SH_AHP_ELC_SO_N
IT | RES_SH_HNS_ELC_SO_N
IT | RES_SH_HPP_ELC_SO_N
IT | RES_SH_HEX_HET_SO_N |  |  | 104.3111 | 175.3175 | 170.8834 | 166.4677
IT | RES_SH_HPTS_SO_N
IT | RES_SH_HP_HET_SO_N
IT | RES_SH_SOL_DST_SO_N
IT | RES_SH_SOL_LPG_SO_N
IT | RES_SH_SOL_NGA_SO_N
IT | RES_SH_ROOF_INS_SO_N
IT | RES_SH_INT_INS_SO_N
IT | RES_SH_BASE_INS_SO_N
IT | RES_SH_WIN_INS_SO_N
IT | RES_SH_DST_MO_N
IT | RES_SH_DST_COND_MO_N
IT | RES_SH_NGA_MO_N |  | 11.6253 | 38.0828 | 27.4373 | 40.0542 | 40.0542
IT | RES_SH_NGA_COND_MO_N
IT | RES_SH_LPG_MO_N | 2010: 2.9161; 2020: 2.1442
IT | RES_SH_LPG_COND_MO_N
IT | RES_SH_WST_BIO_MO_N |  | 16.3121 | 38.3992 | 54.7888 | 42.172 | 42.172
IT | RES_SH_WPL_BIO_MO_N
IT | RES_SH_AHP_ELC_MO_N
IT | RES_SH_HNS_ELC_MO_N
IT | RES_SH_HPP_ELC_MO_N
IT | RES_SH_HEX_HET_MO_N
IT | RES_SH_HPTS_MO_N
IT | RES_SH_HP_HET_MO_N
IT | RES_SH_SOL_DST_MO_N
IT | RES_SH_SOL_LPG_MO_N
IT | RES_SH_SOL_NGA_MO_N
IT | RES_SH_ROOF_INS_MO_N
IT | RES_SH_INT_INS_MO_N
IT | RES_SH_BASE_INS_MO_N
IT | RES_SH_WIN_INS_MO_N
IT | RES_SH_DST_COND_SN_N
IT | RES_SH_NGA_COND_SN_N | 2020: 89.3729; 2030: 83.7403
IT | RES_SH_LPG_COND_SN_N | 2010: 40.7598; 2020: 38.3522
IT | RES_SH_WST_BIO_SN_N | 6.3774 | 52.4081 | 121.6467 | 192.2473 | 280.9691 | 285.9691
IT | RES_SH_WPL_BIO_SN_N
IT | RES_SH_AHP_ELC_SN_N
IT | RES_SH_HNS_ELC_SN_N
IT | RES_SH_HPP_ELC_SN_N
IT | RES_SH_HEX_HET_SN_N | 18.7089 | 8.2803 | 5.6158 |  | 0.018534 | 0.018534
IT | RES_SH_HPTS_SN_N
IT | RES_SH_HPTS_GEO_SN_N
IT | RES_SH_HP_HET_SN_N
IT | RES_SH_SOL_DST_SN_N
IT | RES_SH_SOL_LPG_SN_N
IT | RES_SH_SOL_NGA_SN_N
IT | RES_SH_ROOF_INS_SN_N
IT | RES_SH_INT_INS_SN_N
IT | RES_SH_BASE_INS_SN_N
IT | RES_SH_WIN_INS_SN_N
IT | RES_SH_DST_MN_N
IT | RES_SH_DST_COND_MN_N
IT | RES_SH_NGA_MN_N
IT | RES_SH_NGA_COND_MN_N
IT | RES_SH_LPG_MN_N
IT | RES_SH_LPG_COND_MN_N
IT | RES_SH_WST_BIO_MN_N | 2.7256 | 11.0351 | 27.4 | 29.8 | 30.2 | 30.9
IT | RES_SH_WPL_BIO_MN_N
IT | RES_SH_AHP_ELC_MN_N
IT | RES_SH_HNS_ELC_MN_N
IT | RES_SH_HPP_ELC_MN_N
IT | RES_SH_HEX_HET_MN_N
IT | RES_SC_AHP_ELC_STD_N |  | 92.5244 | 849 | 977 | 1040 | 1150
IT | RES_SC_AHP_ELC_IMP_N
IT | RES_SC_CEN_N
IT | RES_SC_ROOM_N
IT | RES_SC_AHP_ELC_ADV_N
IT | RES_SC_GEO_N
IT | RES_SC_ROOM_ELC_NEW_N
IT | RES_SC_GEO_IMP_N
IT | RES_SC_AHP_NGA_ADV_N
IT | RES_SC_CEN_NGA_N
IT | RES_SC_AHP_NGA_N
IT | RES_SC_HP_N
IT | RES_CHP_NGA_CI_N
IT | RES_CHP_NGA_MICRO_N
IT | RES_CHP_NGA_CC_N
IT | RES_CHP_NGA_STR_N
IT | RES_CHP_NGA_SOFC_N
IT | RES_CHP_H2_PEMFC_N

## Activity_TRA
Region | Technology | 2007 | 2010 | 2020 | 2030 | 2040 | 2050
IT | TRA_FT_AMM_IND_N
IT | TRA_FT_AVG_E | 2007: 0.57946; 2010: 0.44574
IT | TRA_FT_AVG_N
IT | TRA_FT_DST_E | 2007: 1010; 2010: 776.9231
IT | TRA_FT_DST_N | 5.7803 | 268.9136 | 827.0498 | 704.473 | 665.5759 | 578.1648
IT | TRA_FT_ELC_E | 38.0999 | 39.4805 | 34.59 | 36.4349 | 49.897 | 54.8333
IT | TRA_FT_GSL_E | 2007: 532; 2010: 409.2308
IT | TRA_FT_GSL_N |  | 51.9292 | 283.42 | 667.8433 | 719.2063 | 738
IT | TRA_FT_HFO_E | 2007: 113; 2010: 86.9231
IT | TRA_FT_HFO_N | 17.33 | 52.6387 | 119.91 | 68.3408 |  | 69.2699
IT | TRA_FT_JTK_E | 2007: 159; 2010: 122.3077
IT | TRA_FT_JTK_N | 24.42 | 62.1523 | 146.09 | 336.2719 | 392.4421 | 447.8863
IT | TRA_FT_LNG_N | 2030: 66.6667; 2040: 131.2298; 2050: 64.5631
IT | TRA_FT_LPG_E | 2007: 43.4; 2010: 33.3846
IT | TRA_FT_LPG_N | 5.5846 | 24.2054 | 66.26 | 101.2407 | 170.7408 | 334.3515
IT | TRA_FT_MET_N
IT | TRA_FT_MET_IND_N | 2030: 0.93571; 2040: 0.81654
IT | TRA_FT_NGA_E | 2007: 16.6; 2010: 12.7692
IT | TRA_FT_NGA_N | 2010: 15.7208; 2020: 38.47; 2030: 15.2529
IT | TRA_FT_BIODST_E | 2007: 5.1777; 2010: 3.9828
IT | TRA_FT_BIODST_N
IT | TRA_AVI_DOM_E | 2007: 0.237; 2010: 0.18231
IT | TRA_AVI_INT_E | 2007: 0.405; 2010: 0.31154
IT | TRA_NAV_DOM_E | 2007: 0.00503; 2010: 0.0034769
IT | TRA_NAV_INT_E | 2007: 0.066159; 2010: 0.049769
IT | TRA_NEU_E | 14.5195 | 13.8043 | 13.5871 | 14.1902 | 14.3346 | 14.7044
IT | TRA_OTH_ELC_E | 2007: 19.6; 2010: 15.0769
IT | TRA_RAIL_FRG_E | 2007: 0.104; 2010: 0.08
IT | TRA_RAIL_PAS_E | 2007: 0.08; 2010: 0.061538
IT | TRA_ROA_BUS_BIO_E | 2007: 0.00207; 2010: 0.0015923
IT | TRA_ROA_BUS_DST_E | 2007: 3.28; 2010: 2.5231
IT | TRA_ROA_BUS_NGA_E | 2007: 0.035; 2010: 0.026923
IT | TRA_ROA_CAR_BIO_E | 2007: 0.807; 2010: 0.62077
IT | TRA_ROA_CAR_DST_E | 2007: 100; 2010: 76.9231
IT | TRA_ROA_CAR_GSL_E | 2007: 131; 2010: 100.7692
IT | TRA_ROA_CAR_LPG_E | 2007: 10.4; 2010: 8
IT | TRA_ROA_CAR_NGA_E | 2007: 3.96; 2010: 3.0462
IT | TRA_ROA_HTR_BIO_E | 2007: 0.000971; 2010: 0.00074692
IT | TRA_ROA_HTR_DST_E | 2007: 8.31; 2010: 6.3923
IT | TRA_ROA_LCV_BIO_E | 2007: 0.905; 2010: 0.69615
IT | TRA_ROA_LCV_DST_E | 2007: 68.2; 2010: 52.4615
IT | TRA_ROA_LCV_GSL_E | 2007: 3.6; 2010: 2.7692
IT | TRA_ROA_MOP_GSL_E | 2007: 25.8; 2010: 19.8462
IT | TRA_ROA_MCY_GSL_E | 2007: 42.8; 2010: 32.9231
IT | TRA_ROA_MTR_DST_E | 2007: 8.74; 2010: 6.7231
IT | TRA_AVI_INT_JTK_N | 0.092215 | 0.18231 | 0.42729 | 0.904 | 1.11 | 1.26
IT | TRA_AVI_INT_H2L_N
IT | TRA_AVI_DOM_JTK_N | 0.052 | 0.11969 | 0.146 | 0.523 | 0.48109 | 0.56509
IT | TRA_AVI_DOM_H2L_N | 2040: 0.16191; 2050: 0.16191
IT | TRA_RAIL_PAS_DST_N |  |  | 0.061051 | 0.125 | 0.131 | 0.12741
IT | TRA_RAIL_PAS_ELC_N | 0.0041 | 0.030362 | 0.039949 |  |  | 0.0095877
IT | TRA_RAIL_PAS_H2G_N
IT | TRA_RAIL_FRG_DST_N | 2030: 0.099657; 2040: 0.10047; 2050: 0.10047
IT | TRA_RAIL_FRG_ELC_N | 0.001872 | 0.019624 | 0.096248 |  |  | 0.0020709
IT | TRA_RAIL_FRG_H2G_MNL_N
IT | TRA_NAV_DOM_DST_N | 2007: 0.00011318
IT | TRA_NAV_DOM_HFO_N |  | 0.001539 | 0.0049615 | 0.0040907 |  | 0.00057463
IT | TRA_NAV_DOM_LNG_N | 2040: 0.0047111; 2050: 0.0047111
IT | TRA_NAV_DOM_DUAL_N | 2030: 0.0010465
IT | TRA_NAV_DOM_MET_ICE_N | 2040: 0.00046788
IT | TRA_NAV_DOM_H2L_ICE_N
IT | TRA_NAV_DOM_MET_FCELL_N
IT | TRA_NAV_DOM_H2L_FCELL_N
IT | TRA_NAV_INT_DST_N | 2007: 0.0068193; 2020: 0.0083876
IT | TRA_NAV_INT_HFO_N |  | 0.019614 | 0.058695 | 0.032982 |  | 0.04071
IT | TRA_NAV_INT_LNG_N | 2030: 0.03728; 2040: 0.071087; 2050: 0.032581
IT | TRA_NAV_INT_DUAL_N
IT | TRA_NAV_INT_AMM_ICE_N
IT | TRA_NAV_INT_MET_N
IT | TRA_NAV_INT_H2L_N
IT | TRA_NAV_INT_AMM_FCELL_N
IT | TRA_ROA_2WH_GSL_N | 6.3882 | 17.7937 | 68.1717 | 70.5861 | 71.1596 | 72.6264
IT | TRA_ROA_2WH_DST_N
IT | TRA_ROA_2WH_ELC_N
IT | TRA_ROA_2WH_FULHYB_N
IT | TRA_ROA_BUS_GSL_N
IT | TRA_ROA_BUS_DST_N | 2007: 0.31719; 2010: 0.8682; 2020: 0.33894
IT | TRA_ROA_BUS_LPG_N
IT | TRA_ROA_BUS_NGA_N
IT | TRA_ROA_BUS_ELC_N
IT | TRA_ROA_BUS_PLGHYB_N |  |  | 2.9545 | 3.4694 | 3.5212 | 3.6671
IT | TRA_ROA_BUS_FCELL_N
IT | TRA_ROA_CAR_GSL_N | 3.3952 | 15.0801 | 77.692 | 189.635 | 239.737 | 240.4118
IT | TRA_ROA_CAR_DST_N | 14.3395 | 63.5878 | 135.0684 | 105.1069 | 55.7034 | 15.8717
IT | TRA_ROA_CAR_LPG_N | 2.3183 | 8.4929 | 22.3296 | 34.1181 | 57.5396 | 112.6765
IT | TRA_ROA_CAR_NGA_N
IT | TRA_ROA_CAR_ELC_N
IT | TRA_ROA_CAR_MILHYB_N
IT | TRA_ROA_CAR_FULHYB_N
IT | TRA_ROA_CAR_PLGHYB_N
IT | TRA_ROA_CAR_FCELL_N
IT | TRA_ROA_HTR_DST_N | 0.73365 | 1.4404 | 6.4666 | 9.6056 | 12.52 | 14.16
IT | TRA_ROA_HTR_LPG_N
IT | TRA_ROA_HTR_NGA_N | 0.045377 | 0.61657 | 1.4234 | 0.56436
IT | TRA_ROA_HTR_ELC_N
IT | TRA_ROA_HTR_FCELL_N
IT | TRA_ROA_LCV_GSL_N | 2030: 28.2854; 2040: 14.1427; 2050: 28.8804
IT | TRA_ROA_LCV_DST_N | 12.045 | 34.4931 | 69.01 | 47.9146 | 69.1973 | 59.6596
IT | TRA_ROA_LCV_LPG_N
IT | TRA_ROA_LCV_NGA_N
IT | TRA_ROA_LCV_ELC_N
IT | TRA_ROA_LCV_FULHYB_N
IT | TRA_ROA_LCV_PLGHYB_N
IT | TRA_ROA_LCV_FCELL_N
IT | TRA_ROA_MTR_DST_N | 0.86 | 2.1969 | 8.33 | 4.284 | 0.26961
IT | TRA_ROA_MTR_LPG_N
IT | TRA_ROA_MTR_NGA_N
IT | TRA_ROA_MTR_ELC_N
IT | TRA_ROA_MTR_PLGHYB_N | 2030: 6.456; 2040: 12.9504; 2050: 14.95
IT | TRA_ROA_MTR_FCELL_N
IT | TRA_OTH_ELC_N | 2.0609 | 7.1243 | 22.7933 | 24.845 | 25.5205 | 27.5208

## Activity_UPS
Region | Technology | 2007 | 2010 | 2020 | 2030 | 2040 | 2050
IT | UPS_IMP_WOD_E
IT | UPS_IMP_BIO_DST |  | 40.51 | 50.18 | 33.4533 | 16.7267 | 122.67
IT | UPS_IMP_BIO_ETH |  | 1.9 | 0.46 | 0.70745 | 0.95 | 1.14
IT | UPS_IMP_BIO_SLB | 43.65 | 58.73 | 47.27 | 77.0267 | 96.2833 | 115.54
IT | UPS_IMP_COA_HCO_NOPEC | 650.5032 | 516.3 | 243.82 | 117.0333 | 97.9098 | 65.8222
IT | UPS_IMP_COA_OVC_NOPEC | 13.59 | 0.54 | 13.34 | 7.28 | 13.34 | 13.34
IT | UPS_IMP_ELC_CEN | 174.393 | 163.89 | 169.722 | 117.3664 | 58.6832 | 241.49
IT | UPS_IMP_GAS_LNG | 75.45 | 215.74 | 389.3 | 259.5333 | 129.7667 | 64.5631
IT | UPS_IMP_GAS_NGA | 2406.3206 | 2100.6777 | 1659.65 | 2000.744 | 2320.2007 | 2244.33
IT | UPS_IMP_OIL_ADD_NOPEC | 10.73 | 7.4 | 4.15 | 1.8268 | 6.5326 | 20.75
IT | UPS_IMP_OIL_AVG_NOPEC
IT | UPS_IMP_OIL_CRD_NOPEC | 3465.5 | 3236.9313 | 2288.7217 | 2425.1069 | 2589.4263 | 2808.2677
IT | UPS_IMP_OIL_DST_NOPEC | 60.7719 | 89.43 | 175.56 | 117.04 | 58.52 | 5.1647
IT | UPS_IMP_OIL_FEE_NOPEC | 227.3 | 212.7988 | 126.4 | 165.0601 | 210.6733 | 239.8697
IT | UPS_IMP_OIL_GSL_NOPEC | 10.22 | 6.1931 | 14.34 | 9.56 | 4.78 | 3.2901
IT | UPS_IMP_OIL_HFO_NOPEC | 102.17 | 74.78 | 54.52 | 54.52 | 54.52 | 54.52
IT | UPS_IMP_OIL_JTK_NOPEC
IT | UPS_IMP_OIL_KER_NOPEC | 12.38 | 14.32 | 20.47 | 13.6467 | 6.8233 | 1.5546
IT | UPS_IMP_OIL_LPG_NOPEC | 75.09 | 86.9735 | 104.1 | 104.1 | 104.1 | 104.1
IT | UPS_IMP_OIL_NAP_NOPEC | 108.85 | 60.22 | 63.45 | 36.4867 | 43.2295 | 25.1414
IT | UPS_IMP_OIL_NSP_NOPEC | 28.12 | 14.75 | 11.15 | 11.15 | 11.15 | 0.42545
IT | UPS_IMP_OIL_PTC_NOPEC | 112.18 | 71.62 | 30.47 | 23.6786 | 24.2537 | 24.8288
IT | UPS_EXP_BIO_DST |  | 4.74 | 21.49 | 28.6533 | 35.8167
IT | UPS_EXP_BIO_ETH
IT | UPS_EXP_BIO_SLB | 0.07 | 0.51 | 1.14 | 0.62 | 0.31
IT | UPS_EXP_COA_HCO | 2010: 0.07
IT | UPS_EXP_COA_OVC | 5.61 | 7.41 | 7.42 | 9.06 | 2.4733
IT | UPS_EXP_ELC_CEN | 10.49 | 7.23 | 23.47 | 26.28 | 28.15
IT | UPS_EXP_GAS_LNG
IT | UPS_EXP_GAS_NGA | 2.1 | 4.01 | 11.9 | 6.4933 | 19.84 | 23.81
IT | UPS_EXP_OIL_ADD_NOPEC | 2040: 4.24; 2050: 1.0392
IT | UPS_EXP_OIL_AVG |  |  | 0.01 | 0.01 | 0.01 | 0.01
IT | UPS_EXP_OIL_CRD | 45.7 | 14.87 | 6.66 | 4.44 | 8.14
IT | UPS_EXP_OIL_DST | 390.26 | 456.2 | 347.9914 | 360.9 | 360.9 | 360.9
IT | UPS_EXP_OIL_FEE_NOPEC | 2040: 30.4534; 2050: 44.49
IT | UPS_EXP_OIL_GSL | 390.1232 | 404.17 | 303.19 | 303.19 | 303.19 | 245.0892
IT | UPS_EXP_OIL_HFO | 175.61 | 112 | 119.76 | 79.84 | 39.92
IT | UPS_EXP_OIL_JTK | 17.36 | 8.36 | 2.61 | 2.61 | 2.61 | 2.61
IT | UPS_EXP_OIL_KER | 2.17 | 10.2446 | 26.26 | 26.26 | 26.26
IT | UPS_EXP_OIL_LPG | 23.93 | 17.37 | 10.88 | 7.2533 | 13.3
IT | UPS_EXP_OIL_NAP | 23.28 | 34.97 | 41.74 | 27.8267 | 51.02
IT | UPS_EXP_OIL_NSP | 41.22 | 29.3 | 22.16 | 14.7733 | 27.09
IT | UPS_EXP_OIL_PTC | 4.9 | 5.29 | 0.16 | 0.10667 | 0.2 | 0.2
IT | UPS_REG_GAS_LNG | 75.45 | 215.74 | 389.3 | 192.8667 | 1.4631
IT | UPS_REG_COA_HCO | 649.6794 | 515.6231 | 243.5934 | 116.7534 | 97.7335 | 65.8222
IT | UPS_REG_COA_OVC | 83.0416 | 60.7258 | 28.7593 | 33.6357 | 24.3377 | 13.34
IT | UPS_REG_GAS_BFG | 2007: 27.0007; 2010: 19.2023; 2020: 5.2973
IT | UPS_REG_GAS_COG | 18.9265 | 14.3416 | 9.0063 | 15.1098 | 15.1098
IT | UPS_REG_GAS_ETH | 4.128 | 0.01625 | 10.4729 | 17.469 | 18.2743 | 31.5373
IT | UPS_REG_GAS_NGA | 376.47 | 316.2075 | 133.6669 | 36.8282 | 7.6913
IT | UPS_REG_GAS_RFG | 37.0825 | 22.3312 | 22.7976 | 4.1986 | 4.3922 | 7.5799
IT | UPS_REG_OIL_AVG
IT | UPS_REG_OIL_CRD | 45.7 | 16.2366 | 8.5419 | 4.6099 | 8.3838 | 2.7626
IT | UPS_REG_OIL_DST | 50.5992 | 79.6185 | 165.1944 | 109.5893 | 52.2123
IT | UPS_REG_OIL_GSL | 3.7965 |  | 7.8327 | 4.8558 | 0.78288
IT | UPS_REG_OIL_HFO | 2007: 27.3316; 2010: 3.9274
IT | UPS_REG_OIL_JTK
IT | UPS_REG_OIL_KER | 9.2708 | 11.3193 | 17.2704 | 11.3691 | 4.9073
IT | UPS_REG_OIL_LPG | 72.5086 | 84.5272 | 102.1811 | 102.2189 | 102.2337 | 102.2485
IT | UPS_REG_OIL_NAP | 59.0371 | 12.1637 | 12.4972 |  | 12.4155
IT | UPS_REG_OIL_NSP | 27.3735 | 14.0338 | 10.4505 | 10.6041 | 10.6643
IT | UPS_REG_OIL_PTC | 2007: 79.6494; 2010: 40.9128; 2020: 8.2579
IT | UPS_FT_COA | 1.6212 | 1.2932 | 0.40319 | 0.49811 | 0.31362
IT | UPS_FT_ELC | 21.7205 | 20.4196 | 14.6593 | 15.6493 | 16.0375 | 16.4257
IT | UPS_FT_HET | 60.2 | 56.8221 | 41.0461 | 43.818 | 44.9049 | 45.9919
IT | UPS_FT_NGA
IT | UPS_FT_RPPG | 111.8 | 105.5267 | 76.2284 | 81.3763 | 83.3949 | 85.4135
IT | UPS_FT_RPPL | 98.9 | 93.3506 | 67.4328 | 71.9867 | 73.7724 | 75.5581
IT | UPS_MIN_RES_HOIL_STEP1 | 2007: 88.47; 2010: 57.626
IT | UPS_MIN_RES_HOIL_STEP2 | 2007: 76.86; 2010: 61.109
IT | UPS_MIN_RES_HOIL_STEP3 | 2007: 71.11; 2010: 62.834
IT | UPS_MIN_RES_NGA_STEP1 | 2007: 133.62; 2010: 99.9986; 2020: 18.2444
IT | UPS_MIN_RES_NGA_STEP2 | 2007: 133.62; 2010: 99.9986; 2020: 18.2444
IT | UPS_MIN_RES_NGA_STEP3 | 2007: 120.8242; 2010: 99.9986; 2020: 22.0832
IT | UPS_MIN_RES_HCOA | 2007: 2.23; 2010: 1.2743
IT | UPS_MIN_RES_DMY_ADD | 15.07 | 16.9523 | 13.4412 | 16.9523 | 16.9523
IT | UPS_MIN_GRO_HOIL_STEP1 | 2.34 | 9.3621 | 32.7691 | 56.176 | 3.9768
IT | UPS_MIN_GRO_HOIL_STEP2 | 2.34 | 9.3621 | 32.7691 | 56.176 | 3.9768
IT | UPS_MIN_GRO_HOIL_STEP3 | 2.34 | 9.3621 | 32.7691 |  | 60.1528
IT | UPS_MIN_GRO_NGA_STEP1 | 2.57 | 10.2671 | 23.9517 | 6.0722
IT | UPS_MIN_GRO_NGA_STEP2 | 2.57 | 10.2671 | 23.9517 | 6.0722
IT | UPS_MIN_GRO_NGA_STEP3 | 2.57 | 10.2671 | 23.9517 | 6.0722
IT | UPS_MIN_DSC_HOIL_STEP1 | 2.98 | 11.9326 | 41.7744 | 71.6163 | 5.0837
IT | UPS_MIN_DSC_HOIL_STEP2 | 2.98 | 11.9326 | 41.7744 | 68.4316 | 8.2684
IT | UPS_MIN_DSC_HOIL_STEP3 | 2.98 | 11.9326 | 41.7744 |  | 76.7
IT | UPS_MIN_DSC_NGA_STEP1 | 0.17 | 0.68429 | 3.425 | 6.85 | 2.6987
IT | UPS_MIN_DSC_NGA_STEP2 | 0.17 | 0.68429 | 3.425 | 6.85 | 2.6987
IT | UPS_MIN_DSC_NGA_STEP3 | 0.17 | 0.68429 | 3.425 | 6.85 | 2.6987
IT | UPS_PRI_HOIL_STEP1 | 237.91 | 230.963 | 214.9365 | 237.91 | 158.1586
IT | UPS_PRI_HOIL_STEP2 | 14.49 | 14.49 | 8.694 | 14.49
IT | UPS_PRI_HEATOCRD | 252.4 | 245.453 | 223.6305 | 252.4 | 158.1586
IT | UPS_PRI_NGA_STEP1 | 301.18 | 301.18 | 133.6669 | 36.8282 | 7.6913
IT | UPS_PRI_NGA_STEP2 | 2007: 75.29; 2010: 15.0275
IT | UPS_PRI_HCOA | 2007: 0.08724; 2010: 0.049851
IT | UPS_PRI_OILADD | 15.07 | 16.9523 | 13.4412 | 16.9523 | 16.9523
IT | UPS_SEC_BFG_OXY | 27.0364 | 19.2308 | 5.3062 | 0.010958 | 0.0068996
IT | UPS_SEC_OVC_COG | 135.6903 | 108.2384 | 33.7466 | 41.6916 | 26.2498
IT | UPS_SEC_REF_FDS | 82.3 | 79.4291 | 84.6941 | 60.2895 | 50.7198 | 41.15
IT | UPS_SEC_REF_FLX | 4128 | 3896.3721 | 2814.5876 | 3004.6617 | 3079.1955 | 3153.7294
IT | UPS_SEC_REF_FLX_LINKED | 6512.3624 | 6234.1953 | 4440.3074 | 4740.1682 | 4926.7128 | 5045.967
IT | UPS_SEC_BGS_UPG | 2020: 2.5795
IT | UPS_RNW_HYD | 146.52 | 158.8615 | 187.3797 | 197.614 | 203.4213 | 183.659
IT | UPS_RNW_GEO | 219.09 | 205.7147 | 118.2513 | 67.9617 | 78.5768 | 30.7821
IT | UPS_RNW_SOL | 1.2489 | 18.8692 | 94.4752 | 156.3932 | 166.6032 | 90.1069
IT | UPS_RNW_WIN | 13.56 | 22.0462 | 45.5925 | 44.5925 | 11.0862 | 11.0862
IT | UPS_RNW_SLB_LOW | 139.4984 | 168.3711 | 180.3681 | 195.5667 | 195.2833 | 195
IT | UPS_RNW_SLB_MED | 60.0568 | 81.856 | 93.0478 | 126.3 | 153.4 | 159.7068
IT | UPS_RNW_SLB_HIGH
IT | UPS_RNW_SLB_REG | 150.142 | 204.64 | 204.0678 | 287.9354 | 343.3905 | 349.4153
IT | UPS_RNW_WOD | 0.010511 | 0.02014 | 0.23988 | 0.49171 | 0.47573 | 0.42443
IT | UPS_RNW_BIN | 5.23 | 8.383 | 17.1265 | 25.87 | 40.1646 | 43.4715
IT | UPS_RNW_BMU | 21.6379 | 35.1383 | 56.6391 | 91.4 | 100.54 | 109.68
IT | UPS_RNW_BGS | 11.2725 | 23.2581 | 63.21 | 67.7873 | 65.4913 | 63.21
IT | UPS_RNW_BLQ_SUB | 9.17 | 14.0231 | 30.2 | 38.72 | 47.24 | 8.34
IT | UPS_RNW_BLQ | 2020: 12.9032; 2030: 53.4667; 2040: 76.7333
IT | UPS_RNW_BIO_ETH |  | 1.596 | 0.46 | 7.3067 | 14.1533 | 21
IT | DMY_OUT_TECH | 992354.8145 | 992649.06 | 994612.8512 | 994361.5151 | 994119.3637 | 994275.8846
IT | DMY_DEM_ANNUAL | 2007: 0.0037851; 2010: 0.01615; 2020: 0.052714
IT | DMY_PHY_ANNUAL
IT | DMY_PHY_NON_ANNUAL

## Emissions
Region | Technology | Emission Commodity | Sector | 2007 | 2010 | 2020 | 2030 | 2040 | 2050
IT | AGR_FT_NGA | AGR_CO2 | AGR | 0 | 0 | 0 | 0 | 0 | 0
IT | AGR_FT_NGA | GWP_100 | AGR | 0 | 0 | 0 | 0 | 0 | 0
IT | AGR_FT_NGA | TOT_CO2 | AGR | 0 | 0 | 0 | 0 | 0 | 0
IT | AGR_TECH | AGR_CH4 | AGR | 168.2879 | 152.1938 | 562.788 | 515.601 | 535.5401 | 516.0094
IT | AGR_TECH | AGR_CO2 | AGR | 8217.8312 | 7120.2318 | 7043.7416 | 5887.7813 | 5764.8908 | 5657.4042
IT | AGR_TECH | AGR_N2O | AGR | 147.209 | 125.1492 | 130.9213 | 110.3958 | 108.0741 | 106.35
IT | AGR_TECH | GWP_100 | AGR | 8267.0001 | 7162.2241 | 7096.1458 | 5932.8316 | 5809.6401 | 5701.2089
IT | AGR_TECH | TOT_CH4 | AGR | 0.0081381 | 0.017278 | 0.43189 | 0.41014 | 0.42751 | 0.41461
IT | AGR_TECH | TOT_CO2 | AGR | 8217.8312 | 7120.2318 | 7043.7415 | 5887.7811 | 5764.8906 | 5657.404
IT | CCUS_DAC | TOT_CO2 | CCUS
IT | CCUS_ELC_IG_COA | ELC_CH4 | CCUS
IT | CCUS_ELC_IG_COA | ELC_CO2 | CCUS
IT | CCUS_ELC_IG_COA | ELC_N2O | CCUS
IT | CCUS_ELC_IG_COA | GWP_100 | CCUS
IT | CCUS_ELC_IG_COA | SNK_CO2_EM | CCUS
IT | CCUS_ELC_IG_COA | TOT_CO2 | CCUS
IT | CCUS_ELC_OG_COA | ELC_CH4 | CCUS
IT | CCUS_ELC_OG_COA | ELC_CO2 | CCUS
IT | CCUS_ELC_OG_COA | ELC_N2O | CCUS
IT | CCUS_ELC_OG_COA | GWP_100 | CCUS
IT | CCUS_ELC_OG_COA | SNK_CO2_EM | CCUS
IT | CCUS_ELC_OG_COA | TOT_CO2 | CCUS
IT | CCUS_ELC_OXY_COA | ELC_CH4 | CCUS
IT | CCUS_ELC_OXY_COA | ELC_CO2 | CCUS
IT | CCUS_ELC_OXY_COA | ELC_N2O | CCUS
IT | CCUS_ELC_OXY_COA | GWP_100 | CCUS
IT | CCUS_ELC_OXY_COA | SNK_CO2_EM | CCUS
IT | CCUS_ELC_OXY_COA | TOT_CO2 | CCUS
IT | CCUS_ELC_OXY_NGA | ELC_CH4 | CCUS
IT | CCUS_ELC_OXY_NGA | ELC_CO2 | CCUS
IT | CCUS_ELC_OXY_NGA | ELC_N2O | CCUS
IT | CCUS_ELC_OXY_NGA | GWP_100 | CCUS
IT | CCUS_ELC_OXY_NGA | SNK_CO2_EM | CCUS
IT | CCUS_ELC_OXY_NGA | TOT_CO2 | CCUS
IT | CCUS_ELC_SOFC_COA | ELC_CH4 | CCUS
IT | CCUS_ELC_SOFC_COA | ELC_CO2 | CCUS
IT | CCUS_ELC_SOFC_COA | ELC_N2O | CCUS
IT | CCUS_ELC_SOFC_COA | GWP_100 | CCUS
IT | CCUS_ELC_SOFC_COA | SNK_CO2_EM | CCUS
IT | CCUS_ELC_SOFC_COA | TOT_CO2 | CCUS
IT | CCUS_H2_COA_CL | GWP_100 | CCUS
IT | CCUS_H2_COA_CL | SNK_CO2_EM | CCUS
IT | CCUS_H2_COA_CL | TOT_CO2 | CCUS
IT | CCUS_H2_COA_CL | UPS_CO2 | CCUS
IT | CCUS_H2_COA_CM | GWP_100 | CCUS
IT | CCUS_H2_COA_CM | SNK_CO2_EM | CCUS
IT | CCUS_H2_COA_CM | TOT_CO2 | CCUS
IT | CCUS_H2_COA_CM | UPS_CO2 | CCUS
IT | CCUS_H2_SBG_CM | GWP_100 | CCUS
IT | CCUS_H2_SBG_CM | SNK_CO2_EM | CCUS
IT | CCUS_H2_SBG_CM | TOT_CO2 | CCUS
IT | CCUS_H2_SBG_CM | UPS_CO2 | CCUS
IT | CCUS_H2_SMR_CL | GWP_100 | CCUS
IT | CCUS_H2_SMR_CL | SNK_CO2_EM | CCUS
IT | CCUS_H2_SMR_CL | TOT_CO2 | CCUS
IT | CCUS_H2_SMR_CL | UPS_CO2 | CCUS
IT | CCUS_H2_SMR_CS | GWP_100 | CCUS
IT | CCUS_H2_SMR_CS | SNK_CO2_EM | CCUS
IT | CCUS_H2_SMR_CS | TOT_CO2 | CCUS
IT | CCUS_H2_SMR_CS | UPS_CO2 | CCUS
IT | COM_CHP_NGA_CC_N | ELC_CH4 | COM
IT | COM_CHP_NGA_CC_N | ELC_CO2 | COM
IT | COM_CHP_NGA_CC_N | ELC_N2O | COM
IT | COM_CHP_NGA_CC_N | GWP_100 | COM
IT | COM_CHP_NGA_CC_N | TOT_CO2 | COM
IT | COM_CHP_NGA_CI_N | ELC_CH4 | COM
IT | COM_CHP_NGA_CI_N | ELC_CO2 | COM
IT | COM_CHP_NGA_CI_N | ELC_N2O | COM
IT | COM_CHP_NGA_CI_N | GWP_100 | COM
IT | COM_CHP_NGA_CI_N | TOT_CO2 | COM
IT | COM_CHP_NGA_MICRO_N | ELC_CH4 | COM
IT | COM_CHP_NGA_MICRO_N | ELC_CO2 | COM
IT | COM_CHP_NGA_MICRO_N | ELC_N2O | COM
IT | COM_CHP_NGA_MICRO_N | GWP_100 | COM
IT | COM_CHP_NGA_MICRO_N | TOT_CO2 | COM
IT | COM_CHP_NGA_SOFC_N | ELC_CH4 | COM
IT | COM_CHP_NGA_SOFC_N | ELC_CO2 | COM
IT | COM_CHP_NGA_SOFC_N | ELC_N2O | COM
IT | COM_CHP_NGA_SOFC_N | GWP_100 | COM
IT | COM_CHP_NGA_SOFC_N | TOT_CO2 | COM
IT | COM_CHP_SLB_CI_N | ELC_CH4 | COM |  |  | 342.7463 | 240.3494 | 158.7846 | 158.7451
IT | COM_CHP_SLB_CI_N | ELC_CO2 | COM |  |  | 0 | 0 | 0 | 0
IT | COM_CHP_SLB_CI_N | ELC_N2O | COM |  |  | 45.6995 | 32.0466 | 21.1713 | 21.166
IT | COM_CHP_SLB_CI_N | GWP_100 | COM |  |  | 21.3645 | 14.9818 | 9.8976 | 9.8951
IT | COM_CHP_SLB_CI_N | TOT_CH4 | COM |  |  | 0.34275 | 0.24035 | 0.15878 | 0.15875
IT | COM_CHP_SLB_CI_N | TOT_N2O | COM |  |  | 0.022856 | 0.016716 | 0.010416 | 0.010239
IT | COM_CK_BIO_E | COM_CH4 | COM | 2007: 0.11323; 2010: 0.11683; 2050: 0.11683
IT | COM_CK_BIO_E | COM_CO2 | COM | 2007: 1.4283; 2010: 1.4737; 2050: 1.4737
IT | COM_CK_BIO_E | COM_N2O | COM | 2007: 0.00022647; 2010: 0.00023367; 2050: 0.00023367
IT | COM_CK_BIO_E | GWP_100 | COM | 2007: 1.4308; 2010: 1.4763; 2050: 1.4763
IT | COM_CK_BIO_E | TOT_CH4 | COM | 2007: 0.00011323; 2010: 0.00011683; 2050: 0.00011683
IT | COM_CK_BIO_E | TOT_CO2 | COM | 2007: 1.4283; 2010: 1.4737; 2050: 1.4737
IT | COM_CK_BIO_N | COM_CH4 | COM
IT | COM_CK_BIO_N | COM_CO2 | COM
IT | COM_CK_BIO_N | COM_N2O | COM
IT | COM_CK_BIO_N | GWP_100 | COM
IT | COM_CK_BIO_N | TOT_CH4 | COM
IT | COM_CK_BIO_N | TOT_N2O | COM
IT | COM_CK_DST_N | COM_CH4 | COM
IT | COM_CK_DST_N | COM_CO2 | COM
IT | COM_CK_DST_N | COM_N2O | COM
IT | COM_CK_DST_N | GWP_100 | COM
IT | COM_CK_DST_N | TOT_CO2 | COM
IT | COM_CK_LPG_E | COM_CH4 | COM | 2007: 9.56; 2010: 7.3538
IT | COM_CK_LPG_E | COM_CO2 | COM | 2007: 120.5898; 2010: 92.7614
IT | COM_CK_LPG_E | COM_N2O | COM | 2007: 0.01912; 2010: 0.014708
IT | COM_CK_LPG_E | GWP_100 | COM | 2007: 120.7965; 2010: 92.9204
IT | COM_CK_LPG_E | TOT_CH4 | COM | 2007: 0.00956; 2010: 0.0073538
IT | COM_CK_LPG_E | TOT_CO2 | COM | 2007: 120.5898; 2010: 92.7614
IT | COM_CK_LPG_N | COM_CH4 | COM
IT | COM_CK_LPG_N | COM_CO2 | COM
IT | COM_CK_LPG_N | COM_N2O | COM
IT | COM_CK_LPG_N | GWP_100 | COM
IT | COM_CK_LPG_N | TOT_CH4 | COM
IT | COM_CK_LPG_N | TOT_CO2 | COM
IT | COM_CK_NGA_E | COM_CH4 | COM | 2007: 13.0262; 2010: 10.0202
IT | COM_CK_NGA_E | COM_CO2 | COM | 2007: 664.3362; 2010: 511.0278
IT | COM_CK_NGA_E | COM_N2O | COM | 2007: 11.842; 2010: 9.1092
IT | COM_CK_NGA_E | GWP_100 | COM | 2007: 668.2808; 2010: 514.0621
IT | COM_CK_NGA_E | TOT_CO2 | COM | 2007: 664.3362; 2010: 511.0278
IT | COM_CK_NGA_N | COM_CH4 | COM | 1.0369 | 4.1772 | 13.3604 | 13.2707 | 12.6367 | 12.1185
IT | COM_CK_NGA_N | COM_CO2 | COM | 52.8837 | 213.0381 | 681.3807 | 676.8073 | 644.4706 | 618.0456
IT | COM_CK_NGA_N | COM_N2O | COM | 0.94267 | 3.7975 | 12.1458 | 12.0643 | 11.4879 | 11.0169
IT | COM_CK_NGA_N | GWP_100 | COM | 53.1977 | 214.303 | 685.4265 | 680.8259 | 648.2972 | 621.7154
IT | COM_CK_NGA_N | TOT_CO2 | COM | 52.8837 | 213.0381 | 681.3807 | 676.8073 | 644.4706 | 618.0456
IT | COM_FT_DST_N | COM_CO2 | COM | 2030: 0; 2040: 0; 2050: 0
IT | COM_FT_DST_N | GWP_100 | COM | 2030: 0; 2040: 0; 2050: 0
IT | COM_FT_DST_N | TOT_CO2 | COM | 2030: 0; 2040: 0; 2050: 0
IT | COM_FT_NGA_N | COM_CO2 | COM |  | 0 | 0 | 0 | 0 | 0
IT | COM_FT_NGA_N | GWP_100 | COM |  | 0 | 0 | 0 | 0 | 0
IT | COM_FT_NGA_N | TOT_CO2 | COM |  | 0 | 0 | 0 | 0 | 0
IT | COM_SC_ABS_NGA_E | COM_CH4 | COM | 2007: 36.607; 2010: 47.2695; 2020: 35.4954
IT | COM_SC_ABS_NGA_E | COM_CO2 | COM | 2007: 1866.9573; 2010: 2410.7432; 2020: 1810.2639
IT | COM_SC_ABS_NGA_E | COM_N2O | COM | 2007: 33.2791; 2010: 42.9722; 2020: 32.2685
IT | COM_SC_ABS_NGA_E | GWP_100 | COM | 2007: 1878.0426; 2010: 2425.0572; 2020: 1821.0125
IT | COM_SC_ABS_NGA_E | TOT_CO2 | COM | 2007: 1866.9573; 2010: 2410.7432; 2020: 1810.2639
IT | COM_SC_ABS_NGA_N | COM_CH4 | COM
IT | COM_SC_ABS_NGA_N | COM_CO2 | COM
IT | COM_SC_ABS_NGA_N | COM_N2O | COM
IT | COM_SC_ABS_NGA_N | GWP_100 | COM
IT | COM_SC_ABS_NGA_N | TOT_CO2 | COM
IT | COM_SC_CHL_DST_E | COM_CH4 | COM | 2007: 1.8354; 2010: 1.4119; 2020: 0.051125
IT | COM_SC_CHL_DST_E | COM_CO2 | COM | 2007: 102.9926; 2010: 79.2251; 2020: 2.8688
IT | COM_SC_CHL_DST_E | COM_N2O | COM | 2007: 4.672; 2010: 3.5938; 2020: 0.13014
IT | COM_SC_CHL_DST_E | GWP_100 | COM | 2007: 104.4794; 2010: 80.3688; 2020: 2.9102
IT | COM_SC_CHL_DST_E | TOT_CO2 | COM | 2007: 102.9926; 2010: 79.2251; 2020: 2.8688
IT | COM_SC_DST_N | COM_CH4 | COM
IT | COM_SC_DST_N | COM_CO2 | COM
IT | COM_SC_DST_N | COM_N2O | COM
IT | COM_SC_DST_N | GWP_100 | COM
IT | COM_SC_DST_N | TOT_CO2 | COM
IT | COM_SC_DST_STD_N | COM_CH4 | COM
IT | COM_SC_DST_STD_N | COM_CO2 | COM
IT | COM_SC_DST_STD_N | COM_N2O | COM
IT | COM_SC_DST_STD_N | GWP_100 | COM
IT | COM_SC_DST_STD_N | TOT_CO2 | COM
IT | COM_SC_NGA_IMP_N | COM_CH4 | COM
IT | COM_SC_NGA_IMP_N | COM_CO2 | COM
IT | COM_SC_NGA_IMP_N | COM_N2O | COM
IT | COM_SC_NGA_IMP_N | GWP_100 | COM
IT | COM_SC_NGA_IMP_N | TOT_CO2 | COM
IT | COM_SC_NGA_STD_N | COM_CH4 | COM | 2020: 25.2131; 2030: 25.2131
IT | COM_SC_NGA_STD_N | COM_CO2 | COM | 2020: 1285.8676; 2030: 1285.8676
IT | COM_SC_NGA_STD_N | COM_N2O | COM | 2020: 22.921; 2030: 22.921
IT | COM_SC_NGA_STD_N | GWP_100 | COM | 2020: 1293.5025; 2030: 1293.5025
IT | COM_SC_NGA_STD_N | TOT_CO2 | COM | 2020: 1285.8676; 2030: 1285.8676
IT | COM_SH_COND_DST_N | COM_CH4 | COM | 2020: 1.2838; 2030: 3.566
IT | COM_SH_COND_DST_N | COM_CO2 | COM | 2020: 72.0359; 2030: 200.0998
IT | COM_SH_COND_DST_N | COM_N2O | COM | 2020: 3.2677; 2030: 9.077
IT | COM_SH_COND_DST_N | GWP_100 | COM | 2020: 73.0759; 2030: 202.9886
IT | COM_SH_COND_DST_N | TOT_CO2 | COM | 2020: 72.0359; 2030: 200.0998
IT | COM_SH_COND_LPG_N | COM_CH4 | COM | 2020: 73.9921; 2030: 272.7983; 2040: 200.6606
IT | COM_SH_COND_LPG_N | COM_CO2 | COM | 2020: 933.3367; 2030: 3441.0784; 2040: 2531.1332
IT | COM_SH_COND_LPG_N | COM_N2O | COM | 2020: 0.14798; 2030: 0.5456; 2040: 0.40132
IT | COM_SH_COND_LPG_N | GWP_100 | COM | 2020: 934.9364; 2030: 3446.9763; 2040: 2535.4715
IT | COM_SH_COND_LPG_N | TOT_CO2 | COM | 2020: 933.3367; 2030: 3441.0784; 2040: 2531.1332
IT | COM_SH_COND_NGA_N | COM_CH4 | COM |  |  | 159.7947 | 133.7261 | 67.6407 | 153.7287
IT | COM_SH_COND_NGA_N | COM_CO2 | COM |  |  | 8149.5285 | 6820.0314 | 3449.6747 | 7840.164
IT | COM_SH_COND_NGA_N | COM_N2O | COM |  |  | 145.2679 | 121.5692 | 61.4915 | 139.7534
IT | COM_SH_COND_NGA_N | GWP_100 | COM |  |  | 8197.9173 | 6860.5261 | 3470.1575 | 7886.7159
IT | COM_SH_COND_NGA_N | TOT_CO2 | COM |  |  | 8149.5285 | 6820.0314 | 3449.6747 | 7840.164
IT | COM_SH_DST_N | COM_CH4 | COM | 2030: 10.0902; 2040: 13.1287; 2050: 1.2838
IT | COM_SH_DST_N | COM_CO2 | COM | 2030: 566.1954; 2040: 736.7002; 2050: 72.0359
IT | COM_SH_DST_N | COM_N2O | COM | 2030: 25.684; 2040: 33.4186; 2050: 3.2677
IT | COM_SH_DST_N | GWP_100 | COM | 2030: 574.3694; 2040: 747.3356; 2050: 73.0759
IT | COM_SH_DST_N | TOT_CO2 | COM | 2030: 566.1954; 2040: 736.7002; 2050: 72.0359
IT | COM_SH_DST_SOL_N | COM_CH4 | COM
IT | COM_SH_DST_SOL_N | COM_CO2 | COM
IT | COM_SH_DST_SOL_N | COM_N2O | COM
IT | COM_SH_DST_SOL_N | GWP_100 | COM
IT | COM_SH_DST_SOL_N | TOT_CO2 | COM
IT | COM_SH_HP_NGA_E | COM_CH4 | COM | 2007: 0.097437; 2010: 0.081197; 2020: 0.027066
IT | COM_SH_HP_NGA_E | COM_CO2 | COM | 2007: 4.9693; 2010: 4.1411; 2020: 1.3804
IT | COM_SH_HP_NGA_E | COM_N2O | COM | 2007: 0.088579; 2010: 0.073816; 2020: 0.024605
IT | COM_SH_HP_NGA_E | GWP_100 | COM | 2007: 4.9988; 2010: 4.1657; 2020: 1.3886
IT | COM_SH_HP_NGA_E | TOT_CO2 | COM | 2007: 4.9693; 2010: 4.1411; 2020: 1.3804
IT | COM_SH_HT_BIO_E | COM_CH4 | COM | 106.452 | 88.71 | 29.57 |  | 367.2119
IT | COM_SH_HT_BIO_E | COM_CO2 | COM | 3.5484e-05 | 2.957e-05 | 9.8567e-06 |  | 0.0001224
IT | COM_SH_HT_BIO_E | COM_N2O | COM | 1.4194 | 1.1828 | 0.39427 |  | 4.8962
IT | COM_SH_HT_BIO_E | GWP_100 | COM | 2.6755 | 2.2296 | 0.7432 |  | 9.2294
IT | COM_SH_HT_BIO_E | TOT_CH4 | COM | 0.10645 | 0.08871 | 0.02957 |  | 0.36721
IT | COM_SH_HT_BIO_E | TOT_N2O | COM | 0.0014194 | 0.0011828 | 0.00039427 |  | 0.0048962
IT | COM_SH_HT_DST_E | COM_CH4 | COM | 2007: 18.8119; 2010: 15.6766; 2020: 5.2255
IT | COM_SH_HT_DST_E | COM_CO2 | COM | 2007: 1055.6033; 2010: 879.6694; 2020: 293.2231
IT | COM_SH_HT_DST_E | COM_N2O | COM | 2007: 47.8848; 2010: 39.904; 2020: 13.3013
IT | COM_SH_HT_DST_E | GWP_100 | COM | 2007: 1070.8427; 2010: 892.3689; 2020: 297.4563
IT | COM_SH_HT_DST_E | TOT_CO2 | COM | 2007: 1055.6033; 2010: 879.6694; 2020: 293.2231
IT | COM_SH_HT_LPG_E | COM_CH4 | COM | 2007: 77.6083; 2010: 86.9238; 2020: 21.5579
IT | COM_SH_HT_LPG_E | COM_CO2 | COM | 2007: 978.9515; 2010: 1096.4564; 2020: 271.931
IT | COM_SH_HT_LPG_E | COM_N2O | COM | 2007: 0.15522; 2010: 0.17385; 2020: 0.043116
IT | COM_SH_HT_LPG_E | GWP_100 | COM | 2007: 980.6294; 2010: 1098.3357; 2020: 272.3971
IT | COM_SH_HT_LPG_E | TOT_CO2 | COM | 2007: 978.9515; 2010: 1096.4564; 2020: 271.931
IT | COM_SH_HT_NGA_E | COM_CH4 | COM | 2007: 277.6714; 2010: 277.0208; 2020: 77.131
IT | COM_SH_HT_NGA_E | COM_CO2 | COM | 2007: 14161.2429; 2010: 14128.0616; 2020: 3933.6786
IT | COM_SH_HT_NGA_E | COM_N2O | COM | 2007: 252.4286; 2010: 251.8371; 2020: 70.119
IT | COM_SH_HT_NGA_E | GWP_100 | COM | 2007: 14245.3268; 2010: 14211.9485; 2020: 3957.0352
IT | COM_SH_HT_NGA_E | TOT_CO2 | COM | 2007: 14161.2429; 2010: 14128.0616; 2020: 3933.6786
IT | COM_SH_LPG_N | COM_CH4 | COM | 2040: 63.9556
IT | COM_SH_LPG_N | COM_CO2 | COM | 2040: 806.7364
IT | COM_SH_LPG_N | COM_N2O | COM | 2040: 0.12791
IT | COM_SH_LPG_N | GWP_100 | COM | 2040: 808.1192
IT | COM_SH_LPG_N | TOT_CO2 | COM | 2040: 806.7364
IT | COM_SH_LPG_SOL_N | COM_CH4 | COM
IT | COM_SH_LPG_SOL_N | COM_CO2 | COM
IT | COM_SH_LPG_SOL_N | COM_N2O | COM
IT | COM_SH_LPG_SOL_N | GWP_100 | COM
IT | COM_SH_LPG_SOL_N | TOT_CO2 | COM
IT | COM_SH_NGA_N | COM_CH4 | COM | 2040: 70.5434; 2050: 75.1219
IT | COM_SH_NGA_N | COM_CO2 | COM | 2040: 3597.7148; 2050: 3831.2145
IT | COM_SH_NGA_N | COM_N2O | COM | 2040: 64.1304; 2050: 68.2926
IT | COM_SH_NGA_N | GWP_100 | COM | 2040: 3619.0766; 2050: 3853.9628
IT | COM_SH_NGA_N | TOT_CO2 | COM | 2040: 3597.7148; 2050: 3831.2145
IT | COM_SH_NGA_SOL_N | COM_CH4 | COM | 2020: 1.3933; 2030: 1.3933
IT | COM_SH_NGA_SOL_N | COM_CO2 | COM | 2020: 71.06; 2030: 71.06
IT | COM_SH_NGA_SOL_N | COM_N2O | COM | 2020: 1.2667; 2030: 1.2667
IT | COM_SH_NGA_SOL_N | GWP_100 | COM | 2020: 71.4819; 2030: 71.4819
IT | COM_SH_NGA_SOL_N | TOT_CO2 | COM | 2020: 71.06; 2030: 71.06
IT | COM_SH_WPEL_N | COM_CH4 | COM | 2020: 1197.43; 2030: 431.0748
IT | COM_SH_WPEL_N | COM_CO2 | COM | 2020: 0.00039914; 2030: 0.00014369
IT | COM_SH_WPEL_N | COM_N2O | COM | 2020: 15.9657; 2030: 5.7477
IT | COM_SH_WPEL_N | GWP_100 | COM | 2020: 30.0958; 2030: 10.8345
IT | COM_SH_WPEL_N | TOT_CH4 | COM | 2020: 1.1974; 2030: 0.43107
IT | COM_WH_COND_DST_N | COM_CH4 | COM
IT | COM_WH_COND_DST_N | COM_CO2 | COM
IT | COM_WH_COND_DST_N | COM_N2O | COM
IT | COM_WH_COND_DST_N | GWP_100 | COM
IT | COM_WH_COND_DST_N | TOT_CO2 | COM
IT | COM_WH_COND_LPG_N | COM_CH4 | COM
IT | COM_WH_COND_LPG_N | COM_CO2 | COM
IT | COM_WH_COND_LPG_N | COM_N2O | COM
IT | COM_WH_COND_LPG_N | GWP_100 | COM
IT | COM_WH_COND_LPG_N | TOT_CO2 | COM
IT | COM_WH_COND_NGA_N | COM_CH4 | COM |  |  | 11.9421 | 11.85 | 11.1292 | 11.1292
IT | COM_WH_COND_NGA_N | COM_CO2 | COM |  |  | 609.0474 | 604.3525 | 567.5907 | 567.5907
IT | COM_WH_COND_NGA_N | COM_N2O | COM |  |  | 10.8565 | 10.7728 | 10.1175 | 10.1175
IT | COM_WH_COND_NGA_N | GWP_100 | COM |  |  | 612.6637 | 607.9409 | 570.9608 | 570.9608
IT | COM_WH_COND_NGA_N | TOT_CO2 | COM |  |  | 609.0474 | 604.3525 | 567.5907 | 567.5907
IT | COM_WH_DST_E | COM_CH4 | COM | 2007: 2.2948; 2010: 1.5298
IT | COM_WH_DST_E | COM_CO2 | COM | 2007: 128.7678; 2010: 85.8452
IT | COM_WH_DST_E | COM_N2O | COM | 2007: 5.8412; 2010: 3.8942
IT | COM_WH_DST_E | GWP_100 | COM | 2007: 130.6268; 2010: 87.0845
IT | COM_WH_DST_E | TOT_CO2 | COM | 2007: 128.7678; 2010: 85.8452
IT | COM_WH_DST_N | COM_CH4 | COM
IT | COM_WH_DST_N | COM_CO2 | COM
IT | COM_WH_DST_N | COM_N2O | COM
IT | COM_WH_DST_N | GWP_100 | COM
IT | COM_WH_DST_N | TOT_CO2 | COM
IT | COM_WH_LPG_E | COM_CH4 | COM | 2007: 28.8083; 2010: 19.2056
IT | COM_WH_LPG_E | COM_CO2 | COM | 2007: 363.3883; 2010: 242.2589
IT | COM_WH_LPG_E | COM_N2O | COM | 2007: 0.057617; 2010: 0.038411
IT | COM_WH_LPG_E | GWP_100 | COM | 2007: 364.0112; 2010: 242.6741
IT | COM_WH_LPG_E | TOT_CO2 | COM | 2007: 363.3883; 2010: 242.2589
IT | COM_WH_LPG_N | COM_CH4 | COM
IT | COM_WH_LPG_N | COM_CO2 | COM
IT | COM_WH_LPG_N | COM_N2O | COM
IT | COM_WH_LPG_N | GWP_100 | COM
IT | COM_WH_LPG_N | TOT_CO2 | COM
IT | COM_WH_NGA_E | COM_CH4 | COM | 2007: 13.43; 2010: 18.4251
IT | COM_WH_NGA_E | COM_CO2 | COM | 2007: 684.9296; 2010: 939.6823
IT | COM_WH_NGA_E | COM_N2O | COM | 2007: 12.2091; 2010: 16.7501
IT | COM_WH_NGA_E | GWP_100 | COM | 2007: 688.9964; 2010: 945.2618
IT | COM_WH_NGA_E | TOT_CO2 | COM | 2007: 684.9296; 2010: 939.6823
IT | COM_WH_NGA_N | COM_CH4 | COM | 2050: 8.5754
IT | COM_WH_NGA_N | COM_CO2 | COM | 2050: 437.3447
IT | COM_WH_NGA_N | COM_N2O | COM | 2050: 7.7958
IT | COM_WH_NGA_N | GWP_100 | COM | 2050: 439.9415
IT | COM_WH_NGA_N | TOT_CO2 | COM | 2050: 437.3447
IT | COM_WH_WPEL_BIO_N | COM_CH4 | COM
IT | COM_WH_WPEL_BIO_N | COM_CO2 | COM
IT | COM_WH_WPEL_BIO_N | COM_N2O | COM
IT | COM_WH_WPEL_BIO_N | GWP_100 | COM
IT | COM_WH_WPEL_BIO_N | TOT_CH4 | COM
IT | ELC_BGS_AGR_N | ELC_CH4 | ELC | 2020: 5670.9134; 2030: 5831.9685; 2040: 8071.245
IT | ELC_BGS_AGR_N | ELC_CO2 | ELC | 2020: 0; 2030: 0; 2040: 0
IT | ELC_BGS_AGR_N | ELC_N2O | ELC | 2020: 75.6122; 2030: 77.7596; 2040: 107.6166
IT | ELC_BGS_AGR_N | GWP_100 | ELC | 2020: 142.529; 2030: 146.5768; 2040: 202.8573
IT | ELC_BGS_AGR_N | TOT_CH4 | ELC | 2020: 5.6709; 2030: 5.832; 2040: 8.0712
IT | ELC_BGS_AGR_N | TOT_N2O | ELC | 2020: 0.075612; 2030: 0.07776; 2040: 0.10762
IT | ELC_BGS_E | ELC_CH4 | ELC | 2007: 1790.2118
IT | ELC_BGS_E | ELC_CO2 | ELC | 2007: 0
IT | ELC_BGS_E | ELC_N2O | ELC | 2007: 23.8695
IT | ELC_BGS_E | GWP_100 | ELC | 2007: 44.994
IT | ELC_BGS_E | TOT_CH4 | ELC | 2007: 1.7902
IT | ELC_BGS_E | TOT_N2O | ELC | 2007: 0.023869
IT | ELC_BGS_LAN_N | ELC_CH4 | ELC |  | 3862.5863 | 5263.5828 | 8243.7971 | 8940.456 | 10217.664
IT | ELC_BGS_LAN_N | ELC_CO2 | ELC |  | 0 | 0 | 0 | 0 | 0
IT | ELC_BGS_LAN_N | ELC_N2O | ELC |  | 51.5012 | 70.1811 | 109.9173 | 119.2061 | 136.2355
IT | ELC_BGS_LAN_N | GWP_100 | ELC |  | 97.0797 | 132.2914 | 207.1941 | 224.7035 | 256.804
IT | ELC_BGS_LAN_N | TOT_CH4 | ELC |  | 3.8626 | 5.2636 | 8.2438 | 8.9405 | 10.2177
IT | ELC_BGS_LAN_N | TOT_N2O | ELC |  | 0.051501 | 0.070181 | 0.10992 | 0.11921 | 0.13624
IT | ELC_BIO_12C_N | ELC_CH4 | ELC
IT | ELC_BIO_12C_N | ELC_CO2 | ELC
IT | ELC_BIO_12C_N | ELC_N2O | ELC
IT | ELC_BIO_12C_N | GWP_100 | ELC
IT | ELC_BIO_12C_N | TOT_CH4 | ELC
IT | ELC_BIO_12C_N | TOT_N2O | ELC
IT | ELC_BIO_5C_N | ELC_CH4 | ELC | 2020: 1741.1552; 2030: 779.167
IT | ELC_BIO_5C_N | ELC_CO2 | ELC | 2020: 0; 2030: 0
IT | ELC_BIO_5C_N | ELC_N2O | ELC | 2020: 232.154; 2030: 103.8889
IT | ELC_BIO_5C_N | GWP_100 | ELC | 2020: 108.532; 2030: 48.5681
IT | ELC_BIO_5C_N | TOT_CH4 | ELC | 2020: 1.7412; 2030: 0.77917
IT | ELC_BIO_5C_N | TOT_N2O | ELC | 2020: 0.23215; 2030: 0.10389
IT | ELC_BIO_CEN_E | ELC_CH4 | ELC | 2007: 609.1304; 2010: 494.3478
IT | ELC_BIO_CEN_E | ELC_CO2 | ELC | 2007: 0; 2010: 0
IT | ELC_BIO_CEN_E | ELC_N2O | ELC | 2007: 81.2174; 2010: 65.913
IT | ELC_BIO_CEN_E | GWP_100 | ELC | 2007: 37.9691; 2010: 30.8143
IT | ELC_BIO_CEN_E | TOT_CH4 | ELC | 2007: 0.60913; 2010: 0.49435
IT | ELC_BIO_CEN_E | TOT_N2O | ELC | 2007: 0.081217; 2010: 0.065913
IT | ELC_BIO_DST_E | ELC_CH4 | ELC | 2007: 673.0435; 2010: 673.0435
IT | ELC_BIO_DST_E | ELC_CO2 | ELC | 2007: 0; 2010: 0
IT | ELC_BIO_DST_E | ELC_N2O | ELC | 2007: 89.7391; 2010: 89.7391
IT | ELC_BIO_DST_E | GWP_100 | ELC | 2007: 41.953; 2010: 41.953
IT | ELC_BIO_DST_E | TOT_CH4 | ELC | 2007: 0.67304; 2010: 0.67304
IT | ELC_BIO_DST_E | TOT_N2O | ELC | 2007: 0.089739; 2010: 0.089739
IT | ELC_CHP_BGS_COG_E | ELC_CH4 | ELC | 2007: 451.5382
IT | ELC_CHP_BGS_COG_E | ELC_CO2 | ELC | 2007: 0
IT | ELC_CHP_BGS_COG_E | ELC_N2O | ELC | 2007: 6.0205
IT | ELC_CHP_BGS_COG_E | GWP_100 | ELC | 2007: 11.3487
IT | ELC_CHP_BGS_COG_E | TOT_CH4 | ELC | 2007: 0.45154
IT | ELC_CHP_BIO_CEN_E | ELC_CH4 | ELC | 2007: 200.2214; 2010: 200.2214
IT | ELC_CHP_BIO_CEN_E | ELC_CO2 | ELC | 2007: 0; 2010: 0
IT | ELC_CHP_BIO_CEN_E | ELC_N2O | ELC | 2007: 26.6962; 2010: 26.6962
IT | ELC_CHP_BIO_CEN_E | GWP_100 | ELC | 2007: 12.4805; 2010: 12.4805
IT | ELC_CHP_BIO_CEN_E | TOT_CH4 | ELC | 2007: 0.20022; 2010: 0.20022
IT | ELC_CHP_BMU_E | ELC_CH4 | ELC | 0.33533 | 0.61167 | 0.68375 | 0.6675 | 0.2625
IT | ELC_CHP_BMU_E | ELC_CO2 | ELC | 1439.416 | 2625.5792 | 2934.9969 | 2865.2438 | 1126.7812
IT | ELC_CHP_BMU_E | ELC_N2O | ELC | 67.0666 | 122.3333 | 136.75 | 133.5 | 52.5
IT | ELC_CHP_BMU_E | GWP_100 | ELC | 1460.2137 | 2663.5153 | 2977.4037 | 2906.6428 | 1143.0618
IT | ELC_CHP_BMU_E | TOT_CO2 | ELC | 1439.416 | 2625.5792 | 2934.9969 | 2865.2438 | 1126.7812
IT | ELC_CHP_BMU_N | ELC_CH4 | ELC |  |  | 0.36158 | 0.99474 | 1.9432 | 2.4373
IT | ELC_CHP_BMU_N | ELC_CO2 | ELC |  |  | 1552.0776 | 4269.9079 | 8341.2911 | 10462.2533
IT | ELC_CHP_BMU_N | ELC_N2O | ELC |  |  | 72.3158 | 198.9474 | 388.6449 | 487.4667
IT | ELC_CHP_BMU_N | GWP_100 | ELC |  |  | 1574.5031 | 4331.6025 | 8461.8118 | 10613.4192
IT | ELC_CHP_BMU_N | TOT_CO2 | ELC |  |  | 1552.0776 | 4269.9079 | 8341.2911 | 10462.2533
IT | ELC_CHP_BMU_N | TOT_N2O | ELC |  |  | 0.072316 | 0.19895 | 0.38864 | 0.48747
IT | ELC_CHP_COA_IGCC_E | ELC_CH4 | ELC | 2007: 41.6292; 2010: 41.6292; 2020: 37.4851
IT | ELC_CHP_COA_IGCC_E | ELC_CO2 | ELC | 2007: 3661.9214; 2010: 3661.9214; 2020: 3297.3855
IT | ELC_CHP_COA_IGCC_E | ELC_N2O | ELC | 2007: 69.1407; 2010: 69.1407; 2020: 62.2579
IT | ELC_CHP_COA_IGCC_E | GWP_100 | ELC | 2007: 3684.2292; 2010: 3684.2292; 2020: 3317.4727
IT | ELC_CHP_COA_IGCC_E | TOT_CO2 | ELC | 2007: 3661.9214; 2010: 3661.9214; 2020: 3297.3855
IT | ELC_CHP_GASDER_CC_E | ELC_CH4 | ELC | 7.6302 | 6.89 | 6.89 | 6.89 | 6.89 | 6.89
IT | ELC_CHP_GASDER_CC_E | ELC_CO2 | ELC | 3292.74 | 2973.3 | 2973.3 | 2973.3 | 2973.3 | 2973.3
IT | ELC_CHP_GASDER_CC_E | ELC_N2O | ELC | 31.6948 | 28.62 | 28.62 | 28.62 | 28.62 | 28.62
IT | ELC_CHP_GASDER_CC_E | GWP_100 | ELC | 3302.7256 | 2982.3169 | 2982.3169 | 2982.3169 | 2982.3169 | 2982.3169
IT | ELC_CHP_GASDER_CC_E | TOT_CO2 | ELC | 3292.74 | 2973.3 | 2973.3 | 2973.3 | 2973.3 | 2973.3
IT | ELC_CHP_NGA_CC_E | ELC_CH4 | ELC | 43.0227 | 43.0227 | 29.2115 | 24.169 | 4.3944
IT | ELC_CHP_NGA_CC_E | ELC_CO2 | ELC | 18565.9394 | 18565.9394 | 12605.907 | 10429.8592 | 1896.338
IT | ELC_CHP_NGA_CC_E | ELC_N2O | ELC | 178.7096 | 178.7096 | 121.3403 | 100.3944 | 18.2535
IT | ELC_CHP_NGA_CC_E | GWP_100 | ELC | 18622.2429 | 18622.2429 | 12644.136 | 10461.489 | 1902.0889
IT | ELC_CHP_NGA_CC_E | TOT_CO2 | ELC | 18565.9394 | 18565.9394 | 12605.907 | 10429.8592 | 1896.338
IT | ELC_CHP_NGA_CC_N | ELC_CH4 | ELC | 2.741 | 2.0513 | 12.0194 | 12.7449 | 8.7412 | 0.58126
IT | ELC_CHP_NGA_CC_N | ELC_CO2 | ELC | 1182.839 | 885.2284 | 5186.8248 | 5499.9016 | 3772.1587 | 250.8348
IT | ELC_CHP_NGA_CC_N | ELC_N2O | ELC | 11.3856 | 8.5209 | 49.9267 | 52.9402 | 36.3095 | 2.4145
IT | ELC_CHP_NGA_CC_N | GWP_100 | ELC | 1186.4261 | 887.913 | 5202.5544 | 5516.5807 | 3783.5982 | 251.5955
IT | ELC_CHP_NGA_CC_N | TOT_CO2 | ELC | 1182.839 | 885.2284 | 5186.8248 | 5499.9016 | 3772.1587 | 250.8348
IT | ELC_CHP_NGA_CC_P | ELC_CH4 | ELC | 6.7235 | 10.3252 | 1.3939 | 1.6615 | 1.6973 | 1.6973
IT | ELC_CHP_NGA_CC_P | ELC_CO2 | ELC | 2901.4381 | 4455.701 | 601.5196 | 716.9964 | 732.4362 | 732.4362
IT | ELC_CHP_NGA_CC_P | ELC_N2O | ELC | 27.9283 | 42.8891 | 5.79 | 6.9016 | 7.0502 | 7.0502
IT | ELC_CHP_NGA_CC_P | GWP_100 | ELC | 2910.2371 | 4469.2135 | 603.3438 | 719.1708 | 734.6574 | 734.6574
IT | ELC_CHP_NGA_CC_P | TOT_CO2 | ELC | 2901.4381 | 4455.701 | 601.5196 | 716.9964 | 732.4362 | 732.4362
IT | ELC_CHP_NGA_CP_N | ELC_CH4 | ELC |  |  | 0.91974 | 6.4121 | 7.544 | 6.5707
IT | ELC_CHP_NGA_CP_N | ELC_CO2 | ELC |  |  | 396.9047 | 2767.0774 | 3255.5309 | 2835.5288
IT | ELC_CHP_NGA_CP_N | ELC_N2O | ELC |  |  | 3.8205 | 26.635 | 31.3367 | 27.2939
IT | ELC_CHP_NGA_CP_N | GWP_100 | ELC |  |  | 398.1084 | 2775.4689 | 3265.4037 | 2844.1279
IT | ELC_CHP_NGA_CP_N | TOT_CO2 | ELC |  |  | 396.9047 | 2767.0774 | 3255.5309 | 2835.5288
IT | ELC_CHP_NGA_STM_COND_E | ELC_CH4 | ELC | 2007: 2.193; 2010: 2.193; 2020: 0.049863
IT | ELC_CHP_NGA_STM_COND_E | ELC_CO2 | ELC | 2007: 946.3846; 2010: 946.3846; 2020: 21.5178
IT | ELC_CHP_NGA_STM_COND_E | ELC_N2O | ELC | 2007: 9.1096; 2010: 9.1096; 2020: 0.20712
IT | ELC_CHP_NGA_STM_COND_E | GWP_100 | ELC | 2007: 949.2546; 2010: 949.2546; 2020: 21.5831
IT | ELC_CHP_NGA_STM_COND_E | TOT_CO2 | ELC | 2007: 946.3846; 2010: 946.3846; 2020: 21.5178
IT | ELC_CHP_NGA_TAP_N | ELC_CH4 | ELC
IT | ELC_CHP_NGA_TAP_N | ELC_CO2 | ELC
IT | ELC_CHP_NGA_TAP_N | ELC_N2O | ELC
IT | ELC_CHP_NGA_TAP_N | GWP_100 | ELC
IT | ELC_CHP_NGA_TAP_N | TOT_CO2 | ELC
IT | ELC_CHP_NGA_TURB_CEN_E | ELC_CH4 | ELC | 4.7873 | 4.7873 | 0.64628 | 0.57809
IT | ELC_CHP_NGA_TURB_CEN_E | ELC_CO2 | ELC | 2065.8846 | 2065.8846 | 278.8944 | 249.4687
IT | ELC_CHP_NGA_TURB_CEN_E | ELC_N2O | ELC | 19.8855 | 19.8855 | 2.6845 | 2.4013
IT | ELC_CHP_NGA_TURB_CEN_E | GWP_100 | ELC | 2072.1497 | 2072.1497 | 279.7402 | 250.2253
IT | ELC_CHP_NGA_TURB_CEN_E | TOT_CO2 | ELC | 2065.8846 | 2065.8846 | 278.8944 | 249.4687
IT | ELC_CHP_NGA_TURB_DST_E | ELC_CH4 | ELC | 4.7088 | 4.7088 | 3.3354 | 2.6687
IT | ELC_CHP_NGA_TURB_DST_E | ELC_CO2 | ELC | 2032.0177 | 2032.0177 | 1439.3657 | 1151.6529
IT | ELC_CHP_NGA_TURB_DST_E | ELC_N2O | ELC | 19.5595 | 19.5595 | 13.8549 | 11.0854
IT | ELC_CHP_NGA_TURB_DST_E | GWP_100 | ELC | 2038.18 | 2038.18 | 1443.7308 | 1155.1454
IT | ELC_CHP_NGA_TURB_DST_E | TOT_CO2 | ELC | 2032.0177 | 2032.0177 | 1439.3657 | 1151.6529
IT | ELC_CHP_NGA_TURB_N | ELC_CH4 | ELC
IT | ELC_CHP_NGA_TURB_N | ELC_CO2 | ELC
IT | ELC_CHP_NGA_TURB_N | ELC_N2O | ELC
IT | ELC_CHP_NGA_TURB_N | GWP_100 | ELC
IT | ELC_CHP_NGA_TURB_N | TOT_CO2 | ELC
IT | ELC_CHP_NGA_TURB_P | ELC_CH4 | ELC | 2030: 0.043628; 2040: 0.043628; 2050: 0.043628
IT | ELC_CHP_NGA_TURB_P | ELC_CO2 | ELC | 2030: 18.8271; 2040: 18.8271; 2050: 18.8271
IT | ELC_CHP_NGA_TURB_P | ELC_N2O | ELC | 2030: 0.18122; 2040: 0.18122; 2050: 0.18122
IT | ELC_CHP_NGA_TURB_P | GWP_100 | ELC | 2030: 18.8842; 2040: 18.8842; 2050: 18.8842
IT | ELC_CHP_NGA_TURB_P | TOT_CO2 | ELC | 2030: 18.8271; 2040: 18.8271; 2050: 18.8271
IT | ELC_CHP_OIL_STM_COND_CEN_E | ELC_CH4 | ELC | 2007: 17.3045; 2010: 17.3045
IT | ELC_CHP_OIL_STM_COND_CEN_E | ELC_CO2 | ELC | 2007: 1699.4773; 2010: 1699.4773
IT | ELC_CHP_OIL_STM_COND_CEN_E | ELC_N2O | ELC | 2007: 67.9364; 2010: 67.9364
IT | ELC_CHP_OIL_STM_COND_CEN_E | GWP_100 | ELC | 2007: 1720.9009; 2010: 1720.9009
IT | ELC_CHP_OIL_STM_COND_CEN_E | TOT_CO2 | ELC | 2007: 1699.4773; 2010: 1699.4773
IT | ELC_CHP_OIL_STM_COND_DST_E | ELC_CH4 | ELC | 2007: 25.9157; 2010: 25.9157
IT | ELC_CHP_OIL_STM_COND_DST_E | ELC_CO2 | ELC | 2007: 2545.1788; 2010: 2545.1788
IT | ELC_CHP_OIL_STM_COND_DST_E | ELC_N2O | ELC | 2007: 101.7432; 2010: 101.7432
IT | ELC_CHP_OIL_STM_COND_DST_E | GWP_100 | ELC | 2007: 2577.2634; 2010: 2577.2634
IT | ELC_CHP_OIL_STM_COND_DST_E | TOT_CO2 | ELC | 2007: 2545.1788; 2010: 2545.1788
IT | ELC_COA_COND_E | ELC_CH4 | ELC | 2007: 318.931; 2010: 277.3191; 2020: 56.3622
IT | ELC_COA_COND_E | ELC_CO2 | ELC | 2007: 28054.8337; 2010: 24394.4365; 2020: 4957.9093
IT | ELC_COA_COND_E | ELC_N2O | ELC | 2007: 529.7028; 2010: 460.5909; 2020: 93.6102
IT | ELC_COA_COND_E | GWP_100 | ELC | 2007: 28225.7391; 2010: 24543.0433; 2020: 4988.1121
IT | ELC_COA_COND_E | TOT_CO2 | ELC | 2007: 28054.8337; 2010: 24394.4365; 2020: 4957.9093
IT | ELC_COA_OIL_E | ELC_CH4 | ELC | 2007: 152.0283; 2010: 63.2238; 2020: 22.0207
IT | ELC_COA_OIL_E | ELC_CO2 | ELC | 2007: 13545.3925; 2010: 5633.0981; 2020: 1961.9966
IT | ELC_COA_OIL_E | ELC_N2O | ELC | 2007: 290.5692; 2010: 120.8385; 2020: 42.0878
IT | ELC_COA_OIL_E | GWP_100 | ELC | 2007: 13638.6615; 2010: 5671.8857; 2020: 1975.5063
IT | ELC_COA_OIL_E | TOT_CO2 | ELC | 2007: 13545.3925; 2010: 5633.0981; 2020: 1961.9966
IT | ELC_COA_OIL_E | TOT_N2O | ELC | 2007: 0.065985; 2010: 0.027441; 2020: 0.0095577
IT | ELC_COA_STM_N | ELC_CH4 | ELC
IT | ELC_COA_STM_N | ELC_CO2 | ELC
IT | ELC_COA_STM_N | ELC_N2O | ELC
IT | ELC_COA_STM_N | GWP_100 | ELC
IT | ELC_COA_STM_N | TOT_CO2 | ELC
IT | ELC_COA_STM_P | ELC_CH4 | ELC | 2007: 48.3552; 2010: 48.3552; 2020: 111.8897
IT | ELC_COA_STM_P | ELC_CO2 | ELC | 2007: 4253.5757; 2010: 4253.5757; 2020: 9842.4001
IT | ELC_COA_STM_P | ELC_N2O | ELC | 2007: 80.3117; 2010: 80.3117; 2020: 185.8342
IT | ELC_COA_STM_P | GWP_100 | ELC | 2007: 4279.4878; 2010: 4279.4878; 2020: 9902.3584
IT | ELC_COA_STM_P | TOT_CO2 | ELC | 2007: 4253.5757; 2010: 4253.5757; 2020: 9842.4001
IT | ELC_DST_TURB_E | ELC_CH4 | ELC | 2007: 0.87; 2010: 0.49714
IT | ELC_DST_TURB_E | ELC_CO2 | ELC | 2007: 85.4426; 2010: 48.8243
IT | ELC_DST_TURB_E | ELC_N2O | ELC | 2007: 3.4156; 2010: 1.9517
IT | ELC_DST_TURB_E | GWP_100 | ELC | 2007: 86.5197; 2010: 49.4398
IT | ELC_DST_TURB_E | TOT_CO2 | ELC | 2007: 85.4426; 2010: 48.8243
IT | ELC_DST_TURB_E | TOT_N2O | ELC | 2007: 0.0034156; 2010: 0.0019517
IT | ELC_FT_NGA | ELC_CO2 | ELC | 0 | 0 | -73.4232 | 0 | 0 | 0
IT | ELC_FT_NGA | GWP_100 | ELC | 0 | 0 | -73.4232 | 0 | 0 | 0
IT | ELC_FT_NGA | TOT_CO2 | ELC | 0 | 0 | -73.4232 | 0 | 0 | 0
IT | ELC_NGA_CC_E | ELC_CH4 | ELC | 66.7524 | 58.5372 | 49.115 | 57.5172 | 7.072
IT | ELC_NGA_CC_E | ELC_CO2 | ELC | 28806.228 | 25261.0567 | 21195.0206 | 24820.884 | 3051.84
IT | ELC_NGA_CC_E | ELC_N2O | ELC | 277.2792 | 243.1546 | 204.0162 | 238.9176 | 29.376
IT | ELC_NGA_CC_E | GWP_100 | ELC | 28893.5864 | 25337.6639 | 21259.297 | 24896.1563 | 3061.0951
IT | ELC_NGA_CC_E | TOT_CO2 | ELC | 28806.228 | 25261.0567 | 21195.0206 | 24820.884 | 3051.84
IT | ELC_NGA_CC_N | ELC_CH4 | ELC | 2030: 28.2245; 2040: 95.3369; 2050: 99.2186
IT | ELC_NGA_CC_N | ELC_CO2 | ELC | 2030: 12179.9446; 2040: 41141.5566; 2050: 42816.6581
IT | ELC_NGA_CC_N | ELC_N2O | ELC | 2030: 117.2401; 2040: 396.015; 2050: 412.139
IT | ELC_NGA_CC_N | GWP_100 | ELC | 2030: 12216.8818; 2040: 41266.3233; 2050: 42946.5047
IT | ELC_NGA_CC_N | TOT_CO2 | ELC | 2030: 12179.9446; 2040: 41141.5566; 2050: 42816.6581
IT | ELC_NGA_CC_P | ELC_CH4 | ELC | 2040: 16.7225
IT | ELC_NGA_CC_P | ELC_CO2 | ELC | 2040: 7216.407
IT | ELC_NGA_CC_P | ELC_N2O | ELC | 2040: 69.4627
IT | ELC_NGA_CC_P | GWP_100 | ELC | 2040: 7238.2917
IT | ELC_NGA_CC_P | TOT_CO2 | ELC | 2040: 7216.407
IT | ELC_NGA_CT_N | ELC_CH4 | ELC
IT | ELC_NGA_CT_N | ELC_CO2 | ELC
IT | ELC_NGA_CT_N | ELC_N2O | ELC
IT | ELC_NGA_CT_N | GWP_100 | ELC
IT | ELC_NGA_CT_N | TOT_CO2 | ELC
IT | ELC_NGA_MIN_E | ELC_CH4 | ELC
IT | ELC_NGA_MIN_E | ELC_CO2 | ELC
IT | ELC_NGA_MIN_E | ELC_N2O | ELC
IT | ELC_NGA_MIN_E | GWP_100 | ELC
IT | ELC_NGA_MIN_E | TOT_CO2 | ELC
IT | ELC_NGA_OIL_E | ELC_CH4 | ELC | 2007: 23.0233; 2010: 8.6235; 2020: 6.9728
IT | ELC_NGA_OIL_E | ELC_CO2 | ELC | 2007: 2922.1689; 2010: 1094.5153; 2020: 885.0101
IT | ELC_NGA_OIL_E | ELC_N2O | ELC | 2007: 90.8396; 2010: 34.0245; 2020: 27.5118
IT | ELC_NGA_OIL_E | GWP_100 | ELC | 2007: 2950.8127; 2010: 1105.244; 2020: 893.6852
IT | ELC_NGA_OIL_E | TOT_CO2 | ELC | 2007: 2922.1689; 2010: 1094.5153; 2020: 885.0101
IT | ELC_NGA_OIL_E | TOT_N2O | ELC | 2007: 0; 2010: 0; 2020: 0
IT | ELC_NGA_STM_REP_E | ELC_CH4 | ELC | 2007: 7.3607
IT | ELC_NGA_STM_REP_E | ELC_CO2 | ELC | 2007: 3176.445
IT | ELC_NGA_STM_REP_E | ELC_N2O | ELC | 2007: 30.5754
IT | ELC_NGA_STM_REP_E | GWP_100 | ELC | 2007: 3186.078
IT | ELC_NGA_STM_REP_E | TOT_CO2 | ELC | 2007: 3176.445
IT | ELC_NGA_TURB_E | ELC_CH4 | ELC | 2007: 0.24143; 2010: 0.13796; 2030: 0.0030952
IT | ELC_NGA_TURB_E | ELC_CO2 | ELC | 2007: 104.1857; 2010: 59.5347; 2030: 1.3357
IT | ELC_NGA_TURB_E | ELC_N2O | ELC | 2007: 1.0029; 2010: 0.57306; 2030: 0.012857
IT | ELC_NGA_TURB_E | GWP_100 | ELC | 2007: 104.5017; 2010: 59.7152; 2030: 1.3398
IT | ELC_NGA_TURB_E | TOT_CO2 | ELC | 2007: 104.1857; 2010: 59.5347; 2030: 1.3357
IT | ELC_OIL_STM_E | ELC_CH4 | ELC | 2007: 142.0951; 2010: 100.076; 2020: 19.2375
IT | ELC_OIL_STM_E | ELC_CO2 | ELC | 2007: 13955.1453; 2010: 9828.4501; 2020: 1889.3125
IT | ELC_OIL_STM_E | ELC_N2O | ELC | 2007: 557.855; 2010: 392.8909; 2020: 75.525
IT | ELC_OIL_STM_E | GWP_100 | ELC | 2007: 14131.0644; 2010: 9952.3478; 2020: 1913.1292
IT | ELC_OIL_STM_E | TOT_CO2 | ELC | 2007: 13955.1453; 2010: 9828.4501; 2020: 1889.3125
IT | ELC_OIL_STM_E | TOT_N2O | ELC | 2007: 0; 2010: 0; 2020: 0
IT | ELC_OIL_STM_N | ELC_CH4 | ELC
IT | ELC_OIL_STM_N | ELC_CO2 | ELC
IT | ELC_OIL_STM_N | ELC_N2O | ELC
IT | ELC_OIL_STM_N | GWP_100 | ELC
IT | ELC_OIL_STM_N | TOT_CO2 | ELC
IT | H2_COA_CL | GWP_100 | H2
IT | H2_COA_CL | TOT_CO2 | H2
IT | H2_COA_CL | UPS_CO2 | H2
IT | H2_COA_CM | GWP_100 | H2
IT | H2_COA_CM | TOT_CO2 | H2
IT | H2_COA_CM | UPS_CO2 | H2
IT | H2_HOPO | GWP_100 | H2
IT | H2_HOPO | TOT_CO2 | H2
IT | H2_HOPO | UPS_CO2 | H2
IT | H2_SBG_CM | UPS_CO2 | H2
IT | H2_SBG_DS | UPS_CO2 | H2
IT | H2_SBR_C | UPS_CO2 | H2
IT | H2_SMR_CL | GWP_100 | H2 | 2040: 1375.2917; 2050: 2017.1526
IT | H2_SMR_CL | TOT_CO2 | H2 | 2040: 1375.2917; 2050: 2017.1526
IT | H2_SMR_CL | UPS_CO2 | H2 | 2040: 1375.2917; 2050: 2017.1526
IT | H2_SMR_CS | GWP_100 | H2
IT | H2_SMR_CS | TOT_CO2 | H2
IT | H2_SMR_CS | UPS_CO2 | H2
IT | H2_SMR_DM | GWP_100 | H2
IT | H2_SMR_DM | TOT_CO2 | H2
IT | H2_SMR_DM | UPS_CO2 | H2
IT | H2_SMR_DS | GWP_100 | H2
IT | H2_SMR_DS | TOT_CO2 | H2
IT | H2_SMR_DS | UPS_CO2 | H2
IT | H2_TRA_FT_GC1 | GWP_100 | H2
IT | H2_TRA_FT_GC1 | TOT_CO2 | H2
IT | H2_TRA_FT_GC1 | TRA_CH4 | H2
IT | H2_TRA_FT_GC1 | TRA_CO2 | H2
IT | H2_TRA_FT_GC1 | TRA_N2O | H2
IT | H2_TRA_FT_GC2 | GWP_100 | H2
IT | H2_TRA_FT_GC2 | TOT_CO2 | H2
IT | H2_TRA_FT_GC2 | TRA_CH4 | H2
IT | H2_TRA_FT_GC2 | TRA_CO2 | H2
IT | H2_TRA_FT_GC2 | TRA_N2O | H2
IT | H2_TRA_FT_GC4 | GWP_100 | H2
IT | H2_TRA_FT_GC4 | TOT_CO2 | H2
IT | H2_TRA_FT_GC4 | TRA_CH4 | H2
IT | H2_TRA_FT_GC4 | TRA_CO2 | H2
IT | H2_TRA_FT_GC4 | TRA_N2O | H2
IT | H2_TRA_FT_LC1 | GWP_100 | H2 | 2040: 17.5324; 2050: 17.5324
IT | H2_TRA_FT_LC1 | TOT_CO2 | H2 | 2040: 16.995; 2050: 16.995
IT | H2_TRA_FT_LC1 | TRA_CH4 | H2 | 2040: 1.697; 2050: 1.697
IT | H2_TRA_FT_LC1 | TRA_CO2 | H2 | 2040: 16.995; 2050: 16.995
IT | H2_TRA_FT_LC1 | TRA_N2O | H2 | 2040: 1.6186; 2050: 1.6186
IT | H2_TRA_FT_LC2 | GWP_100 | H2
IT | H2_TRA_FT_LC2 | TOT_CO2 | H2
IT | H2_TRA_FT_LC2 | TRA_CH4 | H2
IT | H2_TRA_FT_LC2 | TRA_CO2 | H2
IT | H2_TRA_FT_LC2 | TRA_N2O | H2
IT | HET_COA_N | ELC_CH4 | ELC
IT | HET_COA_N | ELC_CO2 | ELC
IT | HET_COA_N | ELC_N2O | ELC
IT | HET_COA_N | GWP_100 | ELC
IT | HET_COA_N | TOT_CO2 | ELC
IT | HET_NGA_E | ELC_CH4 | ELC | 2007: 1.9663; 2010: 0.49727; 2020: 0.85489
IT | HET_NGA_E | ELC_CO2 | ELC | 2007: 848.5125; 2010: 214.5929; 2020: 368.9185
IT | HET_NGA_E | ELC_N2O | ELC | 2007: 8.1675; 2010: 2.0656; 2020: 3.5511
IT | HET_NGA_E | GWP_100 | ELC | 2007: 851.0857; 2010: 215.2436; 2020: 370.0373
IT | HET_NGA_E | TOT_CO2 | ELC | 2007: 848.5125; 2010: 214.5929; 2020: 368.9185
IT | HET_NGA_N | ELC_CH4 | ELC
IT | HET_NGA_N | ELC_CO2 | ELC
IT | HET_NGA_N | ELC_N2O | ELC
IT | HET_NGA_N | GWP_100 | ELC
IT | HET_NGA_N | TOT_CO2 | ELC
IT | HET_OIL_N | ELC_CH4 | ELC |  |  | 22.3771 | 2.5734 | 2.5734 | 22.3771
IT | HET_OIL_N | ELC_CO2 | ELC |  |  | 2197.6487 | 252.7296 | 252.7296 | 2197.6487
IT | HET_OIL_N | ELC_N2O | ELC |  |  | 87.8507 | 10.1028 | 10.1028 | 87.8507
IT | HET_OIL_N | GWP_100 | ELC |  |  | 2225.3523 | 255.9155 | 255.9155 | 2225.3523
IT | HET_OIL_N | TOT_CO2 | ELC |  |  | 2197.6487 | 252.7296 | 252.7296 | 2197.6487
IT | IND_CHP_NGA_CI_N | ELC_CH4 | IND
IT | IND_CHP_NGA_CI_N | ELC_CO2 | IND
IT | IND_CHP_NGA_CI_N | ELC_N2O | IND
IT | IND_CHP_NGA_CI_N | GWP_100 | IND
IT | IND_CHP_NGA_CI_N | TOT_CO2 | IND
IT | IND_CHP_NGA_TG_N | ELC_CH4 | IND | 2030: 3.9741; 2040: 19.373; 2050: 34.4212
IT | IND_CHP_NGA_TG_N | ELC_CO2 | IND | 2030: 1714.9765; 2040: 8360.2111; 2050: 14854.0876
IT | IND_CHP_NGA_TG_N | ELC_N2O | IND | 2030: 16.5078; 2040: 80.4726; 2050: 142.9805
IT | IND_CHP_NGA_TG_N | GWP_100 | IND | 2030: 1720.1774; 2040: 8385.5644; 2050: 14899.1344
IT | IND_CHP_NGA_TG_N | TOT_CO2 | IND | 2030: 1714.9765; 2040: 8360.2111; 2050: 14854.0876
IT | IND_CHP_NGA_TV_N | ELC_CH4 | IND
IT | IND_CHP_NGA_TV_N | ELC_CO2 | IND
IT | IND_CHP_NGA_TV_N | ELC_N2O | IND
IT | IND_CHP_NGA_TV_N | GWP_100 | IND
IT | IND_CHP_NGA_TV_N | TOT_CO2 | IND
IT | IND_CH_AMM_BIOGSF_N | GWP_100 | IND
IT | IND_CH_AMM_BIOGSF_N | IND_CH4 | IND
IT | IND_CH_AMM_BIOGSF_N | IND_CO2 | IND
IT | IND_CH_AMM_BIOGSF_N | IND_N2O | IND
IT | IND_CH_AMM_BIOGSF_N | IND_SOX | IND
IT | IND_CH_AMM_BIOGSF_N | TOT_CH4 | IND
IT | IND_CH_AMM_BIOGSF_N | TOT_N2O | IND
IT | IND_CH_AMM_COAGSF_N | GWP_100 | IND
IT | IND_CH_AMM_COAGSF_N | IND_CH4 | IND
IT | IND_CH_AMM_COAGSF_N | IND_CO2 | IND
IT | IND_CH_AMM_COAGSF_N | IND_N2O | IND
IT | IND_CH_AMM_COAGSF_N | IND_SOX | IND
IT | IND_CH_AMM_COAGSF_N | TOT_CO2 | IND
IT | IND_CH_AMM_COAGSF_N | TOT_N2O | IND
IT | IND_CH_AMM_E | GWP_100 | IND | 2007: 1101.3365; 2010: 879.7561; 2020: 381.0735
IT | IND_CH_AMM_E | IND_CH4 | IND | 2007: 21.4674; 2010: 17.1483; 2020: 7.4279
IT | IND_CH_AMM_E | IND_CO2 | IND | 2007: 1094.8358; 2010: 874.5633; 2020: 378.8242
IT | IND_CH_AMM_E | IND_N2O | IND | 2007: 19.5158; 2010: 15.5894; 2020: 6.7527
IT | IND_CH_AMM_E | IND_SOX | IND | 2007: 0; 2010: 0; 2020: 0
IT | IND_CH_AMM_E | TOT_CH4 | IND | 2007: 0.021467; 2010: 0.017148; 2020: 0.0074279
IT | IND_CH_AMM_E | TOT_CO2 | IND | 2007: 1094.8358; 2010: 874.5633; 2020: 378.8242
IT | IND_CH_AMM_E | TOT_N2O | IND | 2007: 0.019516; 2010: 0.015589; 2020: 0.0067527
IT | IND_CH_AMM_NAPPOX_N | GWP_100 | IND
IT | IND_CH_AMM_NAPPOX_N | IND_CH4 | IND
IT | IND_CH_AMM_NAPPOX_N | IND_CO2 | IND
IT | IND_CH_AMM_NAPPOX_N | IND_N2O | IND
IT | IND_CH_AMM_NAPPOX_N | IND_SOX | IND
IT | IND_CH_AMM_NAPPOX_N | TOT_CH4 | IND
IT | IND_CH_AMM_NAPPOX_N | TOT_CO2 | IND
IT | IND_CH_AMM_NGASR_CCS_N | GWP_100 | IND
IT | IND_CH_AMM_NGASR_CCS_N | IND_CH4 | IND
IT | IND_CH_AMM_NGASR_CCS_N | IND_N2O | IND
IT | IND_CH_AMM_NGASR_CCS_N | IND_SOX | IND
IT | IND_CH_AMM_NGASR_CCS_N | SNK_CO2_EM | IND
IT | IND_CH_AMM_NGASR_N | GWP_100 | IND | 147.9504 | 68.3399 | 336.8353 | 495.657 | 471.2395 | 468.9749
IT | IND_CH_AMM_NGASR_N | IND_CH4 | IND | 2.8839 | 1.3321 | 6.5656 | 9.6614 | 9.1855 | 9.1413
IT | IND_CH_AMM_NGASR_N | IND_CO2 | IND | 147.0771 | 67.9365 | 334.8471 | 492.7313 | 468.458 | 466.2067
IT | IND_CH_AMM_NGASR_N | IND_N2O | IND | 2.6217 | 1.211 | 5.9688 | 8.7831 | 8.3504 | 8.3103
IT | IND_CH_AMM_NGASR_N | IND_SOX | IND | 0 | 0 | 0 | 0 | 0 | 0
IT | IND_CH_AMM_NGASR_N | TOT_CO2 | IND | 147.0771 | 67.9365 | 334.8471 | 492.7313 | 468.458 | 466.2067
IT | IND_CH_BTX_E | GWP_100 | IND | 2007: 401.9457; 2010: 349.518; 2020: 174.759
IT | IND_CH_BTX_E | IND_CH4 | IND | 2007: 10.2411; 2010: 8.9053; 2020: 4.4527
IT | IND_CH_BTX_E | IND_CO2 | IND | 2007: 397.7214; 2010: 345.8447; 2020: 172.9224
IT | IND_CH_BTX_E | IND_N2O | IND | 2007: 12.933; 2010: 11.2461; 2020: 5.623
IT | IND_CH_BTX_E | IND_SOX | IND | 2007: 2.1841; 2010: 1.8993; 2020: 0.94963
IT | IND_CH_BTX_E | TOT_CH4 | IND | 2007: 0.010241; 2010: 0.0089053; 2020: 0.0044527
IT | IND_CH_BTX_E | TOT_CO2 | IND | 2007: 397.7214; 2010: 345.8447; 2020: 172.9224
IT | IND_CH_BTX_E | TOT_N2O | IND | 2007: 0.01291; 2010: 0.011226; 2020: 0.0056132
IT | IND_CH_FS_DST_E | GWP_100 | IND | 2007: 1792.8242; 2010: 1024.471
IT | IND_CH_FS_DST_E | IND_CH4 | IND | 2007: 31.4952; 2010: 17.9973
IT | IND_CH_FS_DST_E | IND_CO2 | IND | 2007: 1767.3102; 2010: 1009.8915
IT | IND_CH_FS_DST_E | IND_N2O | IND | 2007: 80.1696; 2010: 45.8112
IT | IND_CH_FS_DST_E | TOT_CO2 | IND | 2007: 1767.3102; 2010: 1009.8915
IT | IND_CH_FS_GSL_E | GWP_100 | IND | 2007: 391.0575; 2010: 223.4614
IT | IND_CH_FS_GSL_E | IND_CH4 | IND | 2007: 37.8524; 2010: 21.6299
IT | IND_CH_FS_GSL_E | IND_CO2 | IND | 2007: 379.071; 2010: 216.612
IT | IND_CH_FS_GSL_E | IND_N2O | IND | 2007: 36.102; 2010: 20.6297
IT | IND_CH_FS_GSL_E | TOT_CO2 | IND | 2007: 379.071; 2010: 216.612
IT | IND_CH_FS_HFO_E | GWP_100 | IND | 2007: 1186.9907; 2010: 678.2804
IT | IND_CH_FS_HFO_E | IND_CH4 | IND | 2007: 10.908; 2010: 6.2331
IT | IND_CH_FS_HFO_E | IND_CO2 | IND | 2007: 1172.1555; 2010: 669.8031
IT | IND_CH_FS_HFO_E | IND_N2O | IND | 2007: 47.1165; 2010: 26.9237
IT | IND_CH_FS_HFO_E | TOT_CO2 | IND | 2007: 1172.1555; 2010: 669.8031
IT | IND_CH_FS_KER_E | GWP_100 | IND | 2007: 751.2025; 2010: 429.2586
IT | IND_CH_FS_KER_E | IND_CH4 | IND | 2007: 4.104; 2010: 2.3451
IT | IND_CH_FS_KER_E | IND_CO2 | IND | 2007: 746.852; 2010: 426.7726
IT | IND_CH_FS_KER_E | IND_N2O | IND | 2007: 13.756; 2010: 7.8606
IT | IND_CH_FS_KER_E | TOT_CO2 | IND | 2007: 746.852; 2010: 426.7726
IT | IND_CH_FS_LPG_E | GWP_100 | IND | 2007: 35.3954; 2010: 2166.1088
IT | IND_CH_FS_LPG_E | IND_CH4 | IND | 2007: 2.8; 2010: 171.3531
IT | IND_CH_FS_LPG_E | IND_CO2 | IND | 2007: 35.3192; 2010: 2161.448
IT | IND_CH_FS_LPG_E | IND_N2O | IND | 2007: 0.056; 2010: 3.4271
IT | IND_CH_FS_LPG_E | TOT_CO2 | IND | 2007: 35.3192; 2010: 2161.448
IT | IND_CH_FS_NAP_E | GWP_100 | IND | 2007: 8011.2155; 2010: 7736.4812; 2020: 6278.6347
IT | IND_CH_FS_NAP_E | IND_CH4 | IND | 2007: 78.444; 2010: 75.7539; 2020: 61.479
IT | IND_CH_FS_NAP_E | IND_CO2 | IND | 2007: 7989.3035; 2010: 7715.3206; 2020: 6261.4616
IT | IND_CH_FS_NAP_E | IND_N2O | IND | 2007: 65.37; 2010: 63.1282; 2020: 51.2325
IT | IND_CH_FS_NAP_E | TOT_CO2 | IND | 2007: 7989.3035; 2010: 7715.3206; 2020: 6261.4616
IT | IND_CH_FS_NGA_E | GWP_100 | IND | 3573.8056 | 1371.1524 | 1508.8201 | 1637.9893 | 1607.0283 | 1625.7516
IT | IND_CH_FS_NGA_E | IND_CH4 | IND | 69.661 | 26.7266 | 29.4101 | 31.9279 | 31.3244 | 31.6893
IT | IND_CH_FS_NGA_E | IND_CO2 | IND | 3552.711 | 1363.0591 | 1499.9142 | 1628.3209 | 1597.5427 | 1616.1555
IT | IND_CH_FS_NGA_E | IND_N2O | IND | 63.3282 | 24.297 | 26.7364 | 29.0253 | 28.4767 | 28.8085
IT | IND_CH_FS_NGA_E | TOT_CO2 | IND | 3552.711 | 1363.0591 | 1499.9142 | 1628.3209 | 1597.5427 | 1616.1555
IT | IND_CH_FS_NSP_E | GWP_100 | IND | 2007: 62.5524; 2010: 188.2382
IT | IND_CH_FS_NSP_E | IND_CH4 | IND | 2007: 1.111; 2010: 3.3433
IT | IND_CH_FS_NSP_E | IND_CO2 | IND | 2007: 62.216; 2010: 187.2258
IT | IND_CH_FS_NSP_E | IND_N2O | IND | 2007: 1.01; 2010: 3.0394
IT | IND_CH_FS_NSP_E | TOT_CO2 | IND | 2007: 62.216; 2010: 187.2258
IT | IND_CH_FS_RFG_E | GWP_100 | IND | 2007: 958.234; 2010: 547.5623; 2020: 132.6749
IT | IND_CH_FS_RFG_E | IND_CH4 | IND | 2007: 18.678; 2010: 10.6731; 2020: 2.5861
IT | IND_CH_FS_RFG_E | IND_CO2 | IND | 2007: 952.578; 2010: 544.3303; 2020: 131.8917
IT | IND_CH_FS_RFG_E | IND_N2O | IND | 2007: 16.98; 2010: 9.7029; 2020: 2.351
IT | IND_CH_FS_RFG_E | TOT_CO2 | IND | 2007: 952.578; 2010: 544.3303; 2020: 131.8917
IT | IND_CH_HVC_BDH_N | GWP_100 | IND
IT | IND_CH_HVC_BDH_N | IND_CH4 | IND
IT | IND_CH_HVC_BDH_N | IND_CO2 | IND
IT | IND_CH_HVC_BDH_N | IND_N2O | IND
IT | IND_CH_HVC_BDH_N | IND_SOX | IND
IT | IND_CH_HVC_BDH_N | TOT_CH4 | IND
IT | IND_CH_HVC_BDH_N | TOT_N2O | IND
IT | IND_CH_HVC_ETHSC_N | GWP_100 | IND | 54.0063 |  | 145.0252 | 235.5378 | 247.091 | 412.6
IT | IND_CH_HVC_ETHSC_N | IND_CH4 | IND | 1.0914 |  | 2.9307 | 4.7598 | 4.9933 | 8.3379
IT | IND_CH_HVC_ETHSC_N | IND_CO2 | IND | 53.6758 |  | 144.1377 | 234.0964 | 245.5789 | 410.0752
IT | IND_CH_HVC_ETHSC_N | IND_N2O | IND | 0.99216 |  | 2.6643 | 4.3271 | 4.5394 | 7.5799
IT | IND_CH_HVC_ETHSC_N | IND_SOX | IND | 0.56553 |  | 1.5186 | 2.4665 | 2.5874 | 4.3206
IT | IND_CH_HVC_ETHSC_N | TOT_CH4 | IND | 0.0010914 |  | 0.0029307 | 0.0047598 | 0.0049933 | 0.0083379
IT | IND_CH_HVC_ETHSC_N | TOT_CO2 | IND | 53.6758 |  | 144.1377 | 234.0964 | 245.5789 | 410.0752
IT | IND_CH_HVC_ETHSC_N | TOT_N2O | IND | 0.00099216 |  | 0.0026643 | 0.0043271 | 0.0045394 | 0.0075799
IT | IND_CH_HVC_GSOSC_N | GWP_100 | IND
IT | IND_CH_HVC_GSOSC_N | IND_CH4 | IND
IT | IND_CH_HVC_GSOSC_N | IND_CO2 | IND
IT | IND_CH_HVC_GSOSC_N | IND_N2O | IND
IT | IND_CH_HVC_GSOSC_N | IND_SOX | IND
IT | IND_CH_HVC_GSOSC_N | TOT_CH4 | IND
IT | IND_CH_HVC_GSOSC_N | TOT_CO2 | IND
IT | IND_CH_HVC_GSOSC_N | TOT_N2O | IND
IT | IND_CH_HVC_LPGSC_N | GWP_100 | IND
IT | IND_CH_HVC_LPGSC_N | IND_CH4 | IND
IT | IND_CH_HVC_LPGSC_N | IND_CO2 | IND
IT | IND_CH_HVC_LPGSC_N | IND_N2O | IND
IT | IND_CH_HVC_LPGSC_N | IND_SOX | IND
IT | IND_CH_HVC_LPGSC_N | TOT_CH4 | IND
IT | IND_CH_HVC_LPGSC_N | TOT_CO2 | IND
IT | IND_CH_HVC_NAPSC_N | GWP_100 | IND | 516.0569 | 92.3897 | 556.5971 |  |  | 371.741
IT | IND_CH_HVC_NAPSC_N | IND_CH4 | IND | 35.0482 | 6.2747 | 37.8015 |  |  | 25.2469
IT | IND_CH_HVC_NAPSC_N | IND_CO2 | IND | 514.0171 | 92.0245 | 554.397 |  |  | 370.2716
IT | IND_CH_HVC_NAPSC_N | IND_N2O | IND | 4.2058 | 0.75296 | 4.5362 |  |  | 3.0296
IT | IND_CH_HVC_NAPSC_N | IND_SOX | IND | 3.9955 | 0.71531 | 4.3094 |  |  | 2.8782
IT | IND_CH_HVC_NAPSC_N | TOT_CH4 | IND | 0.035048 | 0.0062747 | 0.037802 |  |  | 0.025247
IT | IND_CH_HVC_NAPSC_N | TOT_CO2 | IND | 514.0171 | 92.0245 | 554.397 |  |  | 370.2716
IT | IND_CH_HVC_NAPSC_N | TOT_N2O | IND | 0.0042058 | 0.00075296 | 0.0045362 |  |  | 0.0030296
IT | IND_CH_HVC_NCC_N | GWP_100 | IND | 2020: 253.6949; 2030: 253.6949; 2040: 253.6949
IT | IND_CH_HVC_NCC_N | IND_CH4 | IND | 2020: 17.2298; 2030: 17.2298; 2040: 17.2298
IT | IND_CH_HVC_NCC_N | IND_CO2 | IND | 2020: 252.6921; 2030: 252.6921; 2040: 252.6921
IT | IND_CH_HVC_NCC_N | IND_N2O | IND | 2020: 2.0676; 2030: 2.0676; 2040: 2.0676
IT | IND_CH_HVC_NCC_N | IND_SOX | IND | 2020: 1.9642; 2030: 1.9642; 2040: 1.9642
IT | IND_CH_HVC_NCC_N | TOT_CH4 | IND | 2020: 0.01723; 2030: 0.01723; 2040: 0.01723
IT | IND_CH_HVC_NCC_N | TOT_CO2 | IND | 2020: 252.6921; 2030: 252.6921; 2040: 252.6921
IT | IND_CH_HVC_NCC_N | TOT_N2O | IND | 2020: 0.0020676; 2030: 0.0020676; 2040: 0.0020676
IT | IND_CH_MTH_BIOGSF_N | GWP_100 | IND
IT | IND_CH_MTH_BIOGSF_N | IND_CH4 | IND
IT | IND_CH_MTH_BIOGSF_N | IND_CO2 | IND
IT | IND_CH_MTH_BIOGSF_N | IND_N2O | IND
IT | IND_CH_MTH_BIOGSF_N | IND_SOX | IND
IT | IND_CH_MTH_BIOGSF_N | TOT_CH4 | IND
IT | IND_CH_MTH_BIOGSF_N | TOT_N2O | IND
IT | IND_CH_MTH_COAGSF_N | GWP_100 | IND | 11.1987 | 11.1987 | 11.1987 | 63.9803 | 56.1412
IT | IND_CH_MTH_COAGSF_N | IND_CH4 | IND | 0.061181 | 0.061181 | 0.061181 | 0.34954 | 0.30671
IT | IND_CH_MTH_COAGSF_N | IND_CO2 | IND | 11.1338 | 11.1338 | 11.1338 | 63.6097 | 55.816
IT | IND_CH_MTH_COAGSF_N | IND_N2O | IND | 0.20507 | 0.20507 | 0.20507 | 1.1716 | 1.0281
IT | IND_CH_MTH_COAGSF_N | IND_SOX | IND | 0.13596 | 0.13596 | 0.13596 | 0.77675 | 0.68158
IT | IND_CH_MTH_COAGSF_N | TOT_CO2 | IND | 11.1338 | 11.1338 | 11.1338 | 63.6097 | 55.816
IT | IND_CH_MTH_COAGSF_N | TOT_N2O | IND | 0.00020507 | 0.00020507 | 0.00020507 | 0.0011716 | 0.0010281
IT | IND_CH_MTH_COGSR_N | GWP_100 | IND
IT | IND_CH_MTH_COGSR_N | IND_CH4 | IND
IT | IND_CH_MTH_COGSR_N | IND_CO2 | IND
IT | IND_CH_MTH_COGSR_N | IND_N2O | IND
IT | IND_CH_MTH_COGSR_N | IND_SOX | IND
IT | IND_CH_MTH_COGSR_N | TOT_CO2 | IND
IT | IND_CH_MTH_COGSR_N | TOT_N2O | IND
IT | IND_CH_MTH_E | GWP_100 | IND | 2007: 44.6455; 2010: 36.4246; 2020: 12.1415
IT | IND_CH_MTH_E | IND_CH4 | IND | 2007: 0.87023; 2010: 0.70999; 2020: 0.23666
IT | IND_CH_MTH_E | IND_CO2 | IND | 2007: 44.3819; 2010: 36.2096; 2020: 12.0699
IT | IND_CH_MTH_E | IND_N2O | IND | 2007: 0.79112; 2010: 0.64545; 2020: 0.21515
IT | IND_CH_MTH_E | IND_SOX | IND | 2007: 0; 2010: 0; 2020: 0
IT | IND_CH_MTH_E | TOT_CH4 | IND | 2007: 0.00087023; 2010: 0.00070999; 2020: 0.00023666
IT | IND_CH_MTH_E | TOT_CO2 | IND | 2007: 44.3819; 2010: 36.2096; 2020: 12.0699
IT | IND_CH_MTH_E | TOT_N2O | IND | 2007: 0.00079112; 2010: 0.00064545; 2020: 0.00021515
IT | IND_CH_MTH_LPGSR_N | GWP_100 | IND
IT | IND_CH_MTH_LPGSR_N | IND_CH4 | IND
IT | IND_CH_MTH_LPGSR_N | IND_CO2 | IND
IT | IND_CH_MTH_LPGSR_N | IND_N2O | IND
IT | IND_CH_MTH_LPGSR_N | IND_SOX | IND
IT | IND_CH_MTH_LPGSR_N | TOT_CH4 | IND
IT | IND_CH_MTH_LPGSR_N | TOT_CO2 | IND
IT | IND_CH_MTH_NGASR_CCS_N | GWP_100 | IND
IT | IND_CH_MTH_NGASR_CCS_N | IND_CH4 | IND
IT | IND_CH_MTH_NGASR_CCS_N | IND_N2O | IND
IT | IND_CH_MTH_NGASR_CCS_N | IND_SOX | IND
IT | IND_CH_MTH_NGASR_CCS_N | SNK_CO2_EM | IND
IT | IND_CH_MTH_NGASR_N | GWP_100 | IND | 3.9091 |  | 16.699 | 47.4567 | 44.9206 | 31.8446
IT | IND_CH_MTH_NGASR_N | IND_CH4 | IND | 0.076196 |  | 0.3255 | 0.92503 | 0.8756 | 0.62072
IT | IND_CH_MTH_NGASR_N | IND_CO2 | IND | 3.886 |  | 16.6004 | 47.1766 | 44.6554 | 31.6567
IT | IND_CH_MTH_NGASR_N | IND_N2O | IND | 0.069269 |  | 0.29591 | 0.84094 | 0.796 | 0.56429
IT | IND_CH_MTH_NGASR_N | IND_SOX | IND | 0 |  | 0 | 0 | 0 | 0
IT | IND_CH_MTH_NGASR_N | TOT_CH4 | IND | 7.6196e-05 |  | 0.00035354 | 0.0010213 | 0.00097191 | 0.000689
IT | IND_CH_MTH_NGASR_N | TOT_CO2 | IND | 3.886 |  | 16.6004 | 47.1766 | 44.6554 | 31.6567
IT | IND_CH_MTH_NGASR_N | TOT_N2O | IND | 6.9269e-05 |  | 0.0003214 | 0.0009285 | 0.00088356 | 0.00062636
IT | IND_CH_OLF_E | GWP_100 | IND | 2007: 1968.3596; 2010: 1711.617; 2020: 855.8085
IT | IND_CH_OLF_E | IND_CH4 | IND | 2007: 49.2281; 2010: 42.807; 2020: 21.4035
IT | IND_CH_OLF_E | IND_CO2 | IND | 2007: 1948.1589; 2010: 1694.0512; 2020: 847.0256
IT | IND_CH_OLF_E | IND_N2O | IND | 2007: 61.8287; 2010: 53.7641; 2020: 26.8821
IT | IND_CH_OLF_E | IND_SOX | IND | 2007: 8.6417; 2010: 7.5145; 2020: 3.7573
IT | IND_CH_OLF_E | TOT_CH4 | IND | 2007: 0.049228; 2010: 0.042807; 2020: 0.021404
IT | IND_CH_OLF_E | TOT_CO2 | IND | 2007: 1948.1589; 2010: 1694.0512; 2020: 847.0256
IT | IND_CH_OLF_E | TOT_N2O | IND | 2007: 0.061722; 2010: 0.053671; 2020: 0.026836
IT | IND_CH_OLF_MTO_N | GWP_100 | IND
IT | IND_CH_OLF_MTO_N | IND_CH4 | IND
IT | IND_CH_OLF_MTO_N | IND_CO2 | IND
IT | IND_CH_OLF_MTO_N | IND_N2O | IND
IT | IND_CH_OLF_MTO_N | IND_SOX | IND
IT | IND_CH_OLF_MTO_N | TOT_CH4 | IND
IT | IND_CH_OLF_MTO_N | TOT_CO2 | IND
IT | IND_CH_OLF_MTO_N | TOT_N2O | IND
IT | IND_CH_OLF_PDH_N | GWP_100 | IND |  |  | 178.608 | 1328.7689 | 1328.7689 | 1155.5371
IT | IND_CH_OLF_PDH_N | IND_CH4 | IND |  |  | 14.129 | 105.1141 | 105.1141 | 91.4104
IT | IND_CH_OLF_PDH_N | IND_CO2 | IND |  |  | 178.2237 | 1325.9098 | 1325.9098 | 1153.0507
IT | IND_CH_OLF_PDH_N | IND_N2O | IND |  |  | 0.28258 | 2.1023 | 2.1023 | 1.8282
IT | IND_CH_OLF_PDH_N | IND_SOX | IND |  |  | 1.6107 | 11.983 | 11.983 | 10.4208
IT | IND_CH_OLF_PDH_N | TOT_CH4 | IND |  |  | 0.014129 | 0.10511 | 0.10511 | 0.09141
IT | IND_CH_OLF_PDH_N | TOT_CO2 | IND |  |  | 178.2237 | 1325.9098 | 1325.9098 | 1153.0507
IT | IND_CH_OTH_COK_E | GWP_100 | IND | 2007: 15.989; 2010: 13.0862; 2020: 4.3621
IT | IND_CH_OTH_COK_E | IND_CH4 | IND | 2007: 0.09072; 2010: 0.07425; 2020: 0.02475
IT | IND_CH_OTH_COK_E | IND_CO2 | IND | 2007: 15.8928; 2010: 13.0075; 2020: 4.3358
IT | IND_CH_OTH_COK_E | IND_N2O | IND | 2007: 0.30408; 2010: 0.24888; 2020: 0.082958
IT | IND_CH_OTH_COK_E | IND_SOX | IND | 2007: 0.2016; 2010: 0.165; 2020: 0.055
IT | IND_CH_OTH_COK_E | TOT_CO2 | IND | 2007: 15.8928; 2010: 13.0075; 2020: 4.3358
IT | IND_CH_OTH_COK_N | GWP_100 | IND
IT | IND_CH_OTH_COK_N | IND_CH4 | IND
IT | IND_CH_OTH_COK_N | IND_CO2 | IND
IT | IND_CH_OTH_COK_N | IND_N2O | IND
IT | IND_CH_OTH_COK_N | IND_SOX | IND
IT | IND_CH_OTH_COK_N | TOT_CO2 | IND
IT | IND_CH_OTH_DST_E | GWP_100 | IND | 2007: 344.9702; 2010: 287.4752; 2020: 95.8251
IT | IND_CH_OTH_DST_E | IND_CH4 | IND | 2007: 17.9158; 2010: 14.9298; 2020: 4.9766
IT | IND_CH_OTH_DST_E | IND_CO2 | IND | 2007: 337.5862; 2010: 281.3218; 2020: 93.7739
IT | IND_CH_OTH_DST_E | IND_N2O | IND | 2007: 22.6058; 2010: 18.8382; 2020: 6.2794
IT | IND_CH_OTH_DST_E | IND_SOX | IND | 2007: 2.6733; 2010: 2.2277; 2020: 0.74258
IT | IND_CH_OTH_DST_E | TOT_CO2 | IND | 2007: 337.5862; 2010: 281.3218; 2020: 93.7739
IT | IND_CH_OTH_DST_N | GWP_100 | IND
IT | IND_CH_OTH_DST_N | IND_CH4 | IND
IT | IND_CH_OTH_DST_N | IND_CO2 | IND
IT | IND_CH_OTH_DST_N | IND_N2O | IND
IT | IND_CH_OTH_DST_N | IND_SOX | IND
IT | IND_CH_OTH_DST_N | TOT_CO2 | IND
IT | IND_CH_OTH_ETH_E | GWP_100 | IND | 2007: 96.3466; 2010: 80.2888; 2020: 26.7629
IT | IND_CH_OTH_ETH_E | IND_CH4 | IND | 2007: 1.947; 2010: 1.6225; 2020: 0.54083
IT | IND_CH_OTH_ETH_E | IND_CO2 | IND | 2007: 95.757; 2010: 79.7975; 2020: 26.5992
IT | IND_CH_OTH_ETH_E | IND_N2O | IND | 2007: 1.77; 2010: 1.475; 2020: 0.49167
IT | IND_CH_OTH_ETH_E | IND_SOX | IND | 2007: 1.0089; 2010: 0.84075; 2020: 0.28025
IT | IND_CH_OTH_ETH_E | TOT_CO2 | IND | 2007: 95.757; 2010: 79.7975; 2020: 26.5992
IT | IND_CH_OTH_ETH_N | GWP_100 | IND
IT | IND_CH_OTH_ETH_N | IND_CH4 | IND
IT | IND_CH_OTH_ETH_N | IND_CO2 | IND
IT | IND_CH_OTH_ETH_N | IND_N2O | IND
IT | IND_CH_OTH_ETH_N | IND_SOX | IND
IT | IND_CH_OTH_ETH_N | TOT_CO2 | IND
IT | IND_CH_OTH_HFO_E | GWP_100 | IND | 2007: 249.1505; 2010: 207.6254; 2020: 69.2085
IT | IND_CH_OTH_HFO_E | IND_CH4 | IND | 2007: 2.2896; 2010: 1.908; 2020: 0.636
IT | IND_CH_OTH_HFO_E | IND_CO2 | IND | 2007: 246.0366; 2010: 205.0305; 2020: 68.3435
IT | IND_CH_OTH_HFO_E | IND_N2O | IND | 2007: 9.8898; 2010: 8.2415; 2020: 2.7472
IT | IND_CH_OTH_HFO_E | IND_SOX | IND | 2007: 1.8126; 2010: 1.5105; 2020: 0.5035
IT | IND_CH_OTH_HFO_E | TOT_CO2 | IND | 2007: 246.0366; 2010: 205.0305; 2020: 68.3435
IT | IND_CH_OTH_HFO_N | GWP_100 | IND
IT | IND_CH_OTH_HFO_N | IND_CH4 | IND
IT | IND_CH_OTH_HFO_N | IND_CO2 | IND
IT | IND_CH_OTH_HFO_N | IND_N2O | IND
IT | IND_CH_OTH_HFO_N | IND_SOX | IND
IT | IND_CH_OTH_HFO_N | TOT_CO2 | IND
IT | IND_CH_OTH_NGA_E | GWP_100 | IND | 2007: 1117.3754; 2010: 912.3351; 2020: 485.8154
IT | IND_CH_OTH_NGA_E | IND_CH4 | IND | 2007: 21.78; 2010: 17.7833; 2020: 9.4696
IT | IND_CH_OTH_NGA_E | IND_CO2 | IND | 2007: 1110.78; 2010: 906.95; 2020: 482.9478
IT | IND_CH_OTH_NGA_E | IND_N2O | IND | 2007: 19.8; 2010: 16.1667; 2020: 8.6087
IT | IND_CH_OTH_NGA_E | IND_SOX | IND | 2007: 0; 2010: 0; 2020: 0
IT | IND_CH_OTH_NGA_E | TOT_CO2 | IND | 2007: 1110.78; 2010: 906.95; 2020: 482.9478
IT | IND_CH_OTH_NGA_N | GWP_100 | IND | 418.4476 |  | 681.4295 | 1374.4 | 1267.8793 | 1202.1565
IT | IND_CH_OTH_NGA_N | IND_CH4 | IND | 8.1564 |  | 13.2825 | 26.79 | 24.7136 | 23.4326
IT | IND_CH_OTH_NGA_N | IND_CO2 | IND | 415.9777 |  | 677.4073 | 1366.2875 | 1260.3956 | 1195.0607
IT | IND_CH_OTH_NGA_N | IND_N2O | IND | 7.4149 |  | 12.075 | 24.3545 | 22.4669 | 21.3023
IT | IND_CH_OTH_NGA_N | IND_SOX | IND | 0 |  | 0 | 0 | 0 | 0
IT | IND_CH_OTH_NGA_N | TOT_CO2 | IND | 415.9777 |  | 677.4073 | 1366.2875 | 1260.3956 | 1195.0607
IT | IND_CH_OTH_PTC_E | GWP_100 | IND | 2007: 30.7057; 2010: 25.5881; 2020: 8.5294
IT | IND_CH_OTH_PTC_E | IND_CH4 | IND | 2007: 1.515; 2010: 1.2625; 2020: 0.42083
IT | IND_CH_OTH_PTC_E | IND_CO2 | IND | 2007: 30.5424; 2010: 25.452; 2020: 8.484
IT | IND_CH_OTH_PTC_E | IND_N2O | IND | 2007: 0.4242; 2010: 0.3535; 2020: 0.11783
IT | IND_CH_OTH_PTC_E | IND_SOX | IND | 2007: 0.17271; 2010: 0.14393; 2020: 0.047975
IT | IND_CH_OTH_PTC_E | TOT_CO2 | IND | 2007: 30.5424; 2010: 25.452; 2020: 8.484
IT | IND_FT_NGA_N | GWP_100 | IND |  |  | 0 | 0 | 0 | 0
IT | IND_FT_NGA_N | IND_CO2 | IND |  |  | 0 | 0 | 0 | 0
IT | IND_FT_NGA_N | TOT_CO2 | IND |  |  | 0 | 0 | 0 | 0
IT | IND_IS_BOF_BFBOF_CCS_N | GWP_100 | IND
IT | IND_IS_BOF_BFBOF_CCS_N | IND_CH4 | IND
IT | IND_IS_BOF_BFBOF_CCS_N | IND_CO2 | IND
IT | IND_IS_BOF_BFBOF_CCS_N | IND_N2O | IND
IT | IND_IS_BOF_BFBOF_CCS_N | IND_SOX | IND
IT | IND_IS_BOF_BFBOF_CCS_N | SNK_CO2_EM | IND
IT | IND_IS_BOF_BFBOF_CCS_N | TOT_CO2 | IND
IT | IND_IS_BOF_BFBOF_N | GWP_100 | IND | 2007: 287.1382; 2010: 287.1382; 2030: 99.9453
IT | IND_IS_BOF_BFBOF_N | IND_CH4 | IND | 2007: 1.5645; 2010: 1.5645; 2030: 0.54455
IT | IND_IS_BOF_BFBOF_N | IND_CO2 | IND | 2007: 285.4797; 2010: 285.4797; 2030: 99.368
IT | IND_IS_BOF_BFBOF_N | IND_N2O | IND | 2007: 5.2439; 2010: 5.2439; 2030: 1.8253
IT | IND_IS_BOF_BFBOF_N | IND_SOX | IND | 2007: 3.3826; 2010: 3.3826; 2030: 1.1774
IT | IND_IS_BOF_BFBOF_N | TOT_CO2 | IND | 2007: 285.4797; 2010: 285.4797; 2030: 99.368
IT | IND_IS_BOF_BFTGRBOF_CCS_N | GWP_100 | IND
IT | IND_IS_BOF_BFTGRBOF_CCS_N | IND_CH4 | IND
IT | IND_IS_BOF_BFTGRBOF_CCS_N | IND_CO2 | IND
IT | IND_IS_BOF_BFTGRBOF_CCS_N | IND_N2O | IND
IT | IND_IS_BOF_BFTGRBOF_CCS_N | IND_SOX | IND
IT | IND_IS_BOF_BFTGRBOF_CCS_N | SNK_CO2_EM | IND
IT | IND_IS_BOF_BFTGRBOF_CCS_N | TOT_CO2 | IND
IT | IND_IS_BOF_E | GWP_100 | IND | 2007: 4225.1674; 2010: 3240.4726; 2020: 1643.2379
IT | IND_IS_BOF_E | IND_CH4 | IND | 2007: 73.9978; 2010: 54.582; 2020: 27.6862
IT | IND_IS_BOF_E | IND_CO2 | IND | 2007: 4199.057; 2010: 3220.8579; 2020: 1633.2918
IT | IND_IS_BOF_E | IND_N2O | IND | 2007: 79.2144; 2010: 59.5759; 2020: 30.2089
IT | IND_IS_BOF_E | IND_SOX | IND | 2007: 10.0499; 2010: 9.2252; 2020: 4.6697
IT | IND_IS_BOF_E | TOT_CH4 | IND | 2007: 0.068293; 2010: 0.049883; 2020: 0.025307
IT | IND_IS_BOF_E | TOT_CO2 | IND | 2007: 4199.057; 2010: 3220.8579; 2020: 1633.2918
IT | IND_IS_BOF_E | TOT_N2O | IND | 2007: 0.079125; 2010: 0.05952; 2020: 0.030181
IT | IND_IS_BOF_HISBOF_CCS_N | GWP_100 | IND
IT | IND_IS_BOF_HISBOF_CCS_N | IND_CH4 | IND
IT | IND_IS_BOF_HISBOF_CCS_N | IND_CO2 | IND
IT | IND_IS_BOF_HISBOF_CCS_N | IND_N2O | IND
IT | IND_IS_BOF_HISBOF_CCS_N | IND_SOX | IND
IT | IND_IS_BOF_HISBOF_CCS_N | SNK_CO2_EM | IND
IT | IND_IS_BOF_HISBOF_CCS_N | TOT_CH4 | IND
IT | IND_IS_BOF_HISBOF_CCS_N | TOT_CO2 | IND
IT | IND_IS_BOF_HISBOF_CCS_N | TOT_N2O | IND
IT | IND_IS_BOF_HISBOF_N | GWP_100 | IND | 2030: 4719.8672; 2040: 4768.6655; 2050: 4766.5984
IT | IND_IS_BOF_HISBOF_N | IND_CH4 | IND | 2030: 26.1855; 2040: 26.4562; 2050: 26.4448
IT | IND_IS_BOF_HISBOF_N | IND_CO2 | IND | 2030: 4692.5293; 2040: 4741.0448; 2050: 4738.9898
IT | IND_IS_BOF_HISBOF_N | IND_N2O | IND | 2030: 86.4132; 2040: 87.3066; 2050: 87.2688
IT | IND_IS_BOF_HISBOF_N | IND_SOX | IND | 2030: 56.9558; 2040: 57.5446; 2050: 57.5197
IT | IND_IS_BOF_HISBOF_N | TOT_CH4 | IND | 2030: 0.00055542; 2040: 0.00056116; 2050: 0.00056092
IT | IND_IS_BOF_HISBOF_N | TOT_CO2 | IND | 2030: 4692.5293; 2040: 4741.0448; 2050: 4738.9898
IT | IND_IS_BOF_HISBOF_N | TOT_N2O | IND | 2030: 0.086413; 2040: 0.087307; 2050: 0.087269
IT | IND_IS_BOF_ULCOLYSIS_N | GWP_100 | IND
IT | IND_IS_BOF_ULCOLYSIS_N | IND_CH4 | IND
IT | IND_IS_BOF_ULCOLYSIS_N | IND_CO2 | IND
IT | IND_IS_BOF_ULCOLYSIS_N | IND_N2O | IND
IT | IND_IS_BOF_ULCOLYSIS_N | IND_SOX | IND
IT | IND_IS_BOF_ULCOLYSIS_N | TOT_CH4 | IND
IT | IND_IS_BOF_ULCOLYSIS_N | TOT_CO2 | IND
IT | IND_IS_BOF_ULCOLYSIS_N | TOT_N2O | IND
IT | IND_IS_BOF_ULCORED_CCS_N | GWP_100 | IND
IT | IND_IS_BOF_ULCORED_CCS_N | IND_CH4 | IND
IT | IND_IS_BOF_ULCORED_CCS_N | IND_CO2 | IND
IT | IND_IS_BOF_ULCORED_CCS_N | IND_N2O | IND
IT | IND_IS_BOF_ULCORED_CCS_N | IND_SOX | IND
IT | IND_IS_BOF_ULCORED_CCS_N | SNK_CO2_EM | IND
IT | IND_IS_BOF_ULCORED_CCS_N | TOT_CO2 | IND
IT | IND_IS_BOF_ULCOWIN_N | GWP_100 | IND
IT | IND_IS_BOF_ULCOWIN_N | IND_CH4 | IND
IT | IND_IS_BOF_ULCOWIN_N | IND_CO2 | IND
IT | IND_IS_BOF_ULCOWIN_N | IND_N2O | IND
IT | IND_IS_BOF_ULCOWIN_N | IND_SOX | IND
IT | IND_IS_BOF_ULCOWIN_N | TOT_CH4 | IND
IT | IND_IS_BOF_ULCOWIN_N | TOT_CO2 | IND
IT | IND_IS_BOF_ULCOWIN_N | TOT_N2O | IND
IT | IND_IS_DRI_DRIEAF_CCS_N | GWP_100 | IND
IT | IND_IS_DRI_DRIEAF_CCS_N | IND_CH4 | IND
IT | IND_IS_DRI_DRIEAF_CCS_N | IND_CO2 | IND
IT | IND_IS_DRI_DRIEAF_CCS_N | IND_N2O | IND
IT | IND_IS_DRI_DRIEAF_CCS_N | IND_SOX | IND
IT | IND_IS_DRI_DRIEAF_CCS_N | SNK_CO2_EM | IND
IT | IND_IS_DRI_DRIEAF_CCS_N | TOT_CO2 | IND
IT | IND_IS_DRI_DRIEAF_N | GWP_100 | IND | 19.5873 | 17.1389 | 231.7964 | 395.4924 | 375.5263 | 428.9868
IT | IND_IS_DRI_DRIEAF_N | IND_CH4 | IND | 0.3818 | 0.33407 | 4.5182 | 7.709 | 7.3198 | 8.3619
IT | IND_IS_DRI_DRIEAF_N | IND_CO2 | IND | 19.4717 | 17.0377 | 230.4282 | 393.158 | 373.3097 | 426.4547
IT | IND_IS_DRI_DRIEAF_N | IND_N2O | IND | 0.34709 | 0.3037 | 4.1075 | 7.0082 | 6.6544 | 7.6017
IT | IND_IS_DRI_DRIEAF_N | IND_SOX | IND | 0 | 0 | 0 | 0 | 0 | 0
IT | IND_IS_DRI_DRIEAF_N | TOT_CO2 | IND | 19.4717 | 17.0377 | 230.4282 | 393.158 | 373.3097 | 426.4547
IT | IND_IS_DRI_HDREAF_N | GWP_100 | IND
IT | IND_IS_DRI_HDREAF_N | IND_CH4 | IND
IT | IND_IS_DRI_HDREAF_N | IND_CO2 | IND
IT | IND_IS_DRI_HDREAF_N | IND_N2O | IND
IT | IND_IS_DRI_HDREAF_N | IND_SOX | IND
IT | IND_IS_DRI_HDREAF_N | TOT_CH4 | IND
IT | IND_IS_DRI_HDREAF_N | TOT_N2O | IND
IT | IND_IS_EAF_E | GWP_100 | IND | 2007: 1029.5262; 2010: 982.8405; 2020: 516.261
IT | IND_IS_EAF_E | IND_CH4 | IND | 2007: 11.6616; 2010: 10.385; 2020: 5.455
IT | IND_IS_EAF_E | IND_CO2 | IND | 2007: 1023.1643; 2010: 976.856; 2020: 513.1175
IT | IND_IS_EAF_E | IND_N2O | IND | 2007: 19.7323; 2010: 18.6015; 2020: 9.7709
IT | IND_IS_EAF_E | IND_SOX | IND | 2007: 8.1008; 2010: 8.1858; 2020: 4.2998
IT | IND_IS_EAF_E | TOT_CH4 | IND | 2007: 0.0011979; 2010: 0.00086106; 2020: 0.00045229
IT | IND_IS_EAF_E | TOT_CO2 | IND | 2007: 1023.1643; 2010: 976.856; 2020: 513.1175
IT | IND_IS_EAF_E | TOT_N2O | IND | 2007: 0.0015115; 2010: 0.0010865; 2020: 0.00057069
IT | IND_MD_DST_E | GWP_100 | IND | 2007: 36.3569; 2010: 29.0855; 2020: 4.8476
IT | IND_MD_DST_E | IND_CH4 | IND | 2007: 1.8882; 2010: 1.5105; 2020: 0.25176
IT | IND_MD_DST_E | IND_CO2 | IND | 2007: 35.5787; 2010: 28.4629; 2020: 4.7438
IT | IND_MD_DST_E | IND_N2O | IND | 2007: 2.3825; 2010: 1.906; 2020: 0.31766
IT | IND_MD_DST_E | IND_SOX | IND | 2007: 0.28174; 2010: 0.22539; 2020: 0.037566
IT | IND_MD_DST_E | TOT_CH4 | IND | 2007: 0.0018882; 2010: 0.0015105; 2020: 0.00025176
IT | IND_MD_DST_E | TOT_CO2 | IND | 2007: 35.5787; 2010: 28.4629; 2020: 4.7438
IT | IND_MD_DST_E | TOT_N2O | IND | 2007: 0.0023825; 2010: 0.001906; 2020: 0.00031766
IT | IND_MD_DST_N | GWP_100 | IND
IT | IND_MD_DST_N | IND_CH4 | IND
IT | IND_MD_DST_N | IND_CO2 | IND
IT | IND_MD_DST_N | IND_N2O | IND
IT | IND_MD_DST_N | IND_SOX | IND
IT | IND_MD_DST_N | TOT_CH4 | IND
IT | IND_MD_DST_N | TOT_CO2 | IND
IT | IND_MD_DST_N | TOT_N2O | IND
IT | IND_MD_LPG_N | GWP_100 | IND
IT | IND_MD_LPG_N | IND_CH4 | IND
IT | IND_MD_LPG_N | IND_CO2 | IND
IT | IND_MD_LPG_N | IND_N2O | IND
IT | IND_MD_LPG_N | IND_SOX | IND
IT | IND_MD_LPG_N | TOT_CH4 | IND
IT | IND_MD_LPG_N | TOT_CO2 | IND
IT | IND_MD_NGA_N | GWP_100 | IND | 2030: 47.8011; 2040: 22.5894
IT | IND_MD_NGA_N | IND_CH4 | IND | 2030: 0.93174; 2040: 0.44031
IT | IND_MD_NGA_N | IND_CO2 | IND | 2030: 47.5189; 2040: 22.456
IT | IND_MD_NGA_N | IND_N2O | IND | 2030: 0.84704; 2040: 0.40029
IT | IND_MD_NGA_N | IND_SOX | IND | 2030: 0; 2040: 0
IT | IND_MD_NGA_N | TOT_CO2 | IND | 2030: 47.5189; 2040: 22.456
IT | IND_NEU_TECH | GWP_100 | IND | 2380.5617 | 2269.4798 | 1947.7459 | 1932.945 | 1932.0479 | 1970.0221
IT | IND_NEU_TECH | IND_CH4 | IND | 152.8608 | 145.728 | 125.0688 | 124.1184 | 124.0608 | 126.4992
IT | IND_NEU_TECH | IND_CO2 | IND | 2370.9347 | 2260.302 | 1939.8692 | 1925.1281 | 1924.2347 | 1962.0553
IT | IND_NEU_TECH | IND_N2O | IND | 20.6999 | 19.734 | 16.9364 | 16.8077 | 16.7999 | 17.1301
IT | IND_NEU_TECH | TOT_CO2 | IND | 2370.9347 | 2260.302 | 1939.8692 | 1925.1281 | 1924.2347 | 1962.0553
IT | IND_NF_ALU_CBT_N | GWP_100 | IND
IT | IND_NF_ALU_CBT_N | IND_CH4 | IND
IT | IND_NF_ALU_CBT_N | IND_CO2 | IND
IT | IND_NF_ALU_CBT_N | IND_N2O | IND
IT | IND_NF_ALU_CBT_N | IND_SOX | IND
IT | IND_NF_ALU_CBT_N | TOT_CH4 | IND
IT | IND_NF_ALU_CBT_N | TOT_CO2 | IND
IT | IND_NF_ALU_CBT_N | TOT_N2O | IND
IT | IND_NF_ALU_E | GWP_100 | IND | 2007: 489.0261; 2010: 259.8868; 2020: 212.62
IT | IND_NF_ALU_E | IND_CH4 | IND | 2007: 9.2918; 2010: 4.938; 2020: 4.0399
IT | IND_NF_ALU_E | IND_CO2 | IND | 2007: 485.9857; 2010: 258.271; 2020: 211.2981
IT | IND_NF_ALU_E | IND_N2O | IND | 2007: 9.1783; 2010: 4.8777; 2020: 3.9906
IT | IND_NF_ALU_E | IND_SOX | IND | 2007: 0.16974; 2010: 0.090209; 2020: 0.073802
IT | IND_NF_ALU_E | TOT_CO2 | IND | 2007: 485.9857; 2010: 258.271; 2020: 211.2981
IT | IND_NF_ALU_E | TOT_N2O | IND | 2007: 0.00092615; 2010: 0.00049219; 2020: 0.00040267
IT | IND_NF_ALU_HLHIA_N | GWP_100 | IND
IT | IND_NF_ALU_HLHIA_N | IND_CH4 | IND
IT | IND_NF_ALU_HLHIA_N | IND_CO2 | IND
IT | IND_NF_ALU_HLHIA_N | IND_N2O | IND
IT | IND_NF_ALU_HLHIA_N | IND_SOX | IND
IT | IND_NF_ALU_HLHIA_N | TOT_CH4 | IND
IT | IND_NF_ALU_HLHIA_N | TOT_CO2 | IND
IT | IND_NF_ALU_HLHIA_N | TOT_N2O | IND
IT | IND_NF_ALU_HLH_N | GWP_100 | IND
IT | IND_NF_ALU_HLH_N | IND_CH4 | IND
IT | IND_NF_ALU_HLH_N | IND_CO2 | IND
IT | IND_NF_ALU_HLH_N | IND_N2O | IND
IT | IND_NF_ALU_HLH_N | IND_SOX | IND
IT | IND_NF_ALU_HLH_N | TOT_CH4 | IND
IT | IND_NF_ALU_HLH_N | TOT_CO2 | IND
IT | IND_NF_ALU_HLH_N | TOT_N2O | IND
IT | IND_NF_ALU_SEC_N | GWP_100 | IND | 13.9448 | 13.9448 | 158.7398 | 323.122 | 312.3323 | 321.0351
IT | IND_NF_ALU_SEC_N | IND_CH4 | IND | 0.26518 | 0.26518 | 3.0186 | 6.1446 | 5.9394 | 6.1049
IT | IND_NF_ALU_SEC_N | IND_CO2 | IND | 13.8582 | 13.8582 | 157.7544 | 321.1163 | 310.3936 | 319.0423
IT | IND_NF_ALU_SEC_N | IND_N2O | IND | 0.26126 | 0.26126 | 2.974 | 6.0537 | 5.8516 | 6.0146
IT | IND_NF_ALU_SEC_N | IND_SOX | IND | 0.0046864 | 0.0046864 | 0.053347 | 0.10859 | 0.10496 | 0.10789
IT | IND_NF_ALU_SEC_N | TOT_CO2 | IND | 13.8582 | 13.8582 | 157.7544 | 321.1163 | 310.3936 | 319.0423
IT | IND_NF_ALU_SEC_N | TOT_N2O | IND | 2.5569e-05 | 2.5569e-05 | 0.00029107 | 0.00059248 | 0.0005727 | 0.00058866
IT | IND_NF_AMN_BAY_N | GWP_100 | IND
IT | IND_NF_AMN_BAY_N | IND_CH4 | IND
IT | IND_NF_AMN_BAY_N | IND_CO2 | IND
IT | IND_NF_AMN_BAY_N | IND_N2O | IND
IT | IND_NF_AMN_BAY_N | IND_SOX | IND
IT | IND_NF_AMN_BAY_N | TOT_CH4 | IND
IT | IND_NF_AMN_BAY_N | TOT_CO2 | IND
IT | IND_NF_AMN_BAY_N | TOT_N2O | IND
IT | IND_NF_COP_E | GWP_100 | IND | 2007: 241.3121; 2010: 128.1974; 2020: 104.9183
IT | IND_NF_COP_E | IND_CH4 | IND | 2007: 3.5087; 2010: 1.864; 2020: 1.5255
IT | IND_NF_COP_E | IND_CO2 | IND | 2007: 239.5309; 2010: 127.2511; 2020: 104.1439
IT | IND_NF_COP_E | IND_N2O | IND | 2007: 5.5084; 2010: 2.9263; 2020: 2.3949
IT | IND_NF_COP_E | IND_SOX | IND | 2007: 0.97427; 2010: 0.51758; 2020: 0.4236
IT | IND_NF_COP_E | TOT_CH4 | IND | 2007: 0.0035087; 2010: 0.001864; 2020: 0.0015255
IT | IND_NF_COP_E | TOT_CO2 | IND | 2007: 239.5309; 2010: 127.2511; 2020: 104.1439
IT | IND_NF_COP_E | TOT_N2O | IND | 2007: 0.0055084; 2010: 0.0029263; 2020: 0.0023949
IT | IND_NF_COP_N | GWP_100 | IND | 4.2509 | 4.2509 | 47.905 | 97.5867 | 96.1241 | 96.7379
IT | IND_NF_COP_N | IND_CH4 | IND | 0.11033 | 0.11033 | 1.2434 | 2.5329 | 2.495 | 2.5109
IT | IND_NF_COP_N | IND_CO2 | IND | 4.2048 | 4.2048 | 47.3849 | 96.5273 | 95.0805 | 95.6877
IT | IND_NF_COP_N | IND_N2O | IND | 0.1414 | 0.1414 | 1.5935 | 3.246 | 3.1974 | 3.2178
IT | IND_NF_COP_N | IND_SOX | IND | 0.017143 | 0.017143 | 0.19319 | 0.39356 | 0.38766 | 0.39013
IT | IND_NF_COP_N | TOT_CH4 | IND | 0.0001082 | 0.0001082 | 0.0012193 | 0.0024839 | 0.0024467 | 0.0024623
IT | IND_NF_COP_N | TOT_CO2 | IND | 4.2048 | 4.2048 | 47.3849 | 96.5273 | 95.0805 | 95.6877
IT | IND_NF_COP_N | TOT_N2O | IND | 0.0001414 | 0.0001414 | 0.0015935 | 0.003246 | 0.0031974 | 0.0032178
IT | IND_NF_OTH_DST_E | GWP_100 | IND | 2007: 11.3274; 2010: 9.4395; 2020: 3.1465
IT | IND_NF_OTH_DST_E | IND_CH4 | IND | 2007: 0.58828; 2010: 0.49023; 2020: 0.16341
IT | IND_NF_OTH_DST_E | IND_CO2 | IND | 2007: 11.0849; 2010: 9.2374; 2020: 3.0791
IT | IND_NF_OTH_DST_E | IND_N2O | IND | 2007: 0.74228; 2010: 0.61857; 2020: 0.20619
IT | IND_NF_OTH_DST_E | IND_SOX | IND | 2007: 0.08778; 2010: 0.07315; 2020: 0.024383
IT | IND_NF_OTH_DST_E | TOT_CO2 | IND | 2007: 11.0849; 2010: 9.2374; 2020: 3.0791
IT | IND_NF_OTH_DST_N | GWP_100 | IND
IT | IND_NF_OTH_DST_N | IND_CH4 | IND
IT | IND_NF_OTH_DST_N | IND_CO2 | IND
IT | IND_NF_OTH_DST_N | IND_N2O | IND
IT | IND_NF_OTH_DST_N | IND_SOX | IND
IT | IND_NF_OTH_DST_N | TOT_CO2 | IND
IT | IND_NF_OTH_LPG_E | GWP_100 | IND | 2007: 33.1199; 2010: 27.6; 2020: 9.2
IT | IND_NF_OTH_LPG_E | IND_CH4 | IND | 2007: 2.62; 2010: 2.1833; 2020: 0.72778
IT | IND_NF_OTH_LPG_E | IND_CO2 | IND | 2007: 33.0487; 2010: 27.5406; 2020: 9.1802
IT | IND_NF_OTH_LPG_E | IND_N2O | IND | 2007: 0.0524; 2010: 0.043667; 2020: 0.014556
IT | IND_NF_OTH_LPG_E | IND_SOX | IND | 2007: 0.29868; 2010: 0.2489; 2020: 0.082967
IT | IND_NF_OTH_LPG_E | TOT_CO2 | IND | 2007: 33.0487; 2010: 27.5406; 2020: 9.1802
IT | IND_NF_OTH_NGA_E | GWP_100 | IND | 2007: 163.0917; 2010: 84.1794; 2020: 70.9094
IT | IND_NF_OTH_NGA_E | IND_CH4 | IND | 2007: 3.179; 2010: 1.6408; 2020: 1.3822
IT | IND_NF_OTH_NGA_E | IND_CO2 | IND | 2007: 162.129; 2010: 83.6825; 2020: 70.4909
IT | IND_NF_OTH_NGA_E | IND_N2O | IND | 2007: 2.89; 2010: 1.4917; 2020: 1.2565
IT | IND_NF_OTH_NGA_E | IND_SOX | IND | 2007: 0; 2010: 0; 2020: 0
IT | IND_NF_OTH_NGA_E | TOT_CO2 | IND | 2007: 162.129; 2010: 83.6825; 2020: 70.4909
IT | IND_NF_OTH_NGA_N | GWP_100 | IND | 72.7066 |  | 133.1829 | 207.1126 | 204.5709 | 209.2849
IT | IND_NF_OTH_NGA_N | IND_CH4 | IND | 1.4172 |  | 2.596 | 4.0371 | 3.9875 | 4.0794
IT | IND_NF_OTH_NGA_N | IND_CO2 | IND | 72.2774 |  | 132.3968 | 205.8901 | 203.3635 | 208.0495
IT | IND_NF_OTH_NGA_N | IND_N2O | IND | 1.2884 |  | 2.36 | 3.6701 | 3.625 | 3.7085
IT | IND_NF_OTH_NGA_N | IND_SOX | IND | 0 |  | 0 | 0 | 0 | 0
IT | IND_NF_OTH_NGA_N | TOT_CO2 | IND | 72.2774 |  | 132.3968 | 205.8901 | 203.3635 | 208.0495
IT | IND_NF_ZNC_E | GWP_100 | IND | 2007: 85.7668; 2010: 45.6059; 2020: 37.2899
IT | IND_NF_ZNC_E | IND_CH4 | IND | 2007: 1.291; 2010: 0.6865; 2020: 0.56132
IT | IND_NF_ZNC_E | IND_CO2 | IND | 2007: 85.0168; 2010: 45.2071; 2020: 36.9638
IT | IND_NF_ZNC_E | IND_N2O | IND | 2007: 2.3318; 2010: 1.2399; 2020: 1.0138
IT | IND_NF_ZNC_E | IND_SOX | IND | 2007: 0.26885; 2010: 0.14296; 2020: 0.11689
IT | IND_NF_ZNC_E | TOT_CH4 | IND | 2007: 0.001291; 2010: 0.0006865; 2020: 0.00056132
IT | IND_NF_ZNC_E | TOT_CO2 | IND | 2007: 85.0168; 2010: 45.2071; 2020: 36.9638
IT | IND_NF_ZNC_E | TOT_N2O | IND | 2007: 0.0023318; 2010: 0.0012399; 2020: 0.0010138
IT | IND_NM_CEM_AAC_N | GWP_100 | IND
IT | IND_NM_CEM_AAC_N | IND_CH4 | IND
IT | IND_NM_CEM_AAC_N | IND_CO2 | IND
IT | IND_NM_CEM_AAC_N | IND_N2O | IND
IT | IND_NM_CEM_AAC_N | IND_SOX | IND
IT | IND_NM_CEM_AAC_N | TOT_CH4 | IND
IT | IND_NM_CEM_AAC_N | TOT_CO2 | IND
IT | IND_NM_CEM_BEL_N | GWP_100 | IND
IT | IND_NM_CEM_BEL_N | IND_CH4 | IND
IT | IND_NM_CEM_BEL_N | IND_CO2 | IND
IT | IND_NM_CEM_BEL_N | IND_N2O | IND
IT | IND_NM_CEM_BEL_N | IND_SOX | IND
IT | IND_NM_CEM_BEL_N | TOT_CH4 | IND
IT | IND_NM_CEM_BEL_N | TOT_CO2 | IND
IT | IND_NM_CEM_BEL_N | TOT_N2O | IND
IT | IND_NM_CLK_DRYCL_OCCS_BIO_N | GWP_100 | IND
IT | IND_NM_CLK_DRYCL_OCCS_BIO_N | IND_CH4 | IND
IT | IND_NM_CLK_DRYCL_OCCS_BIO_N | IND_CO2 | IND
IT | IND_NM_CLK_DRYCL_OCCS_BIO_N | IND_N2O | IND
IT | IND_NM_CLK_DRYCL_OCCS_BIO_N | IND_SOX | IND
IT | IND_NM_CLK_DRYCL_OCCS_BIO_N | SNK_CO2_EM | IND
IT | IND_NM_CLK_DRYCL_OCCS_BIO_N | TOT_CH4 | IND
IT | IND_NM_CLK_DRYCL_OCCS_BIO_N | TOT_CO2 | IND
IT | IND_NM_CLK_DRYCL_OCCS_BIO_N | TOT_N2O | IND
IT | IND_NM_CLK_DRYCL_OCCS_N | GWP_100 | IND
IT | IND_NM_CLK_DRYCL_OCCS_N | IND_CH4 | IND
IT | IND_NM_CLK_DRYCL_OCCS_N | IND_CO2 | IND
IT | IND_NM_CLK_DRYCL_OCCS_N | IND_N2O | IND
IT | IND_NM_CLK_DRYCL_OCCS_N | IND_SOX | IND
IT | IND_NM_CLK_DRYCL_OCCS_N | SNK_CO2_EM | IND
IT | IND_NM_CLK_DRYCL_OCCS_N | TOT_CH4 | IND
IT | IND_NM_CLK_DRYCL_OCCS_N | TOT_CO2 | IND
IT | IND_NM_CLK_DRYCL_OCCS_N | TOT_N2O | IND
IT | IND_NM_CLK_DRYCL_PCCS_BIO_N | GWP_100 | IND
IT | IND_NM_CLK_DRYCL_PCCS_BIO_N | IND_CH4 | IND
IT | IND_NM_CLK_DRYCL_PCCS_BIO_N | IND_CO2 | IND
IT | IND_NM_CLK_DRYCL_PCCS_BIO_N | IND_N2O | IND
IT | IND_NM_CLK_DRYCL_PCCS_BIO_N | IND_SOX | IND
IT | IND_NM_CLK_DRYCL_PCCS_BIO_N | SNK_CO2_EM | IND
IT | IND_NM_CLK_DRYCL_PCCS_BIO_N | TOT_CH4 | IND
IT | IND_NM_CLK_DRYCL_PCCS_BIO_N | TOT_CO2 | IND
IT | IND_NM_CLK_DRYCL_PCCS_BIO_N | TOT_N2O | IND
IT | IND_NM_CLK_DRYCL_PCCS_N | GWP_100 | IND
IT | IND_NM_CLK_DRYCL_PCCS_N | IND_CH4 | IND
IT | IND_NM_CLK_DRYCL_PCCS_N | IND_CO2 | IND
IT | IND_NM_CLK_DRYCL_PCCS_N | IND_N2O | IND
IT | IND_NM_CLK_DRYCL_PCCS_N | IND_SOX | IND
IT | IND_NM_CLK_DRYCL_PCCS_N | SNK_CO2_EM | IND
IT | IND_NM_CLK_DRYCL_PCCS_N | TOT_CH4 | IND
IT | IND_NM_CLK_DRYCL_PCCS_N | TOT_N2O | IND
IT | IND_NM_CLK_DRY_BIO_N | GWP_100 | IND | 594.0503 | 593.3892 | 2080.0675 | 2681.515 | 2381.8139 | 1545.7268
IT | IND_NM_CLK_DRY_BIO_N | IND_CH4 | IND | 722.8448 | 722.0404 | 3777.8254 | 7466.9639 | 7542.7866 | 7743.8583
IT | IND_NM_CLK_DRY_BIO_N | IND_CO2 | IND | 1.6142 | 1.6124 | 8.4364 | 16.6748 | 16.8441 | 17.2931
IT | IND_NM_CLK_DRY_BIO_N | IND_CO2_PRC | IND | 574.2533 | 573.6142 | 3147.3698 | 6424.7686 | 6536.6351 | 6839.1829
IT | IND_NM_CLK_DRY_BIO_N | IND_N2O | IND | 9.6873 | 9.6766 | 50.6292 | 100.0699 | 101.086 | 103.7807
IT | IND_NM_CLK_DRY_BIO_N | IND_SOX | IND | 0.0068927 | 0.006885 | 0.036023 | 0.071201 | 0.071924 | 0.073841
IT | IND_NM_CLK_DRY_BIO_N | TOT_CH4 | IND | 0.72282 | 0.72202 | 3.7777 | 7.4667 | 7.5426 | 7.7436
IT | IND_NM_CLK_DRY_BIO_N | TOT_CO2 | IND | 575.8675 | 575.2266 | 3144.1713 | 6402.2112 | 6510.1363 | 6801.7629
IT | IND_NM_CLK_DRY_BIO_N | TOT_N2O | IND | 0.0096376 | 0.0096269 | 0.052822 | 0.10783 | 0.1097 | 0.11478
IT | IND_NM_CLK_DRY_E | GWP_100 | IND | 2007: 22455.7378; 2010: 17412.8078; 2020: 9763.3643
IT | IND_NM_CLK_DRY_E | IND_CH4 | IND | 2007: 2711.0226; 2010: 2102.2028; 2020: 1178.7055
IT | IND_NM_CLK_DRY_E | IND_CO2 | IND | 2007: 6324.3144; 2010: 4904.0505; 2020: 2749.7019
IT | IND_NM_CLK_DRY_E | IND_CO2_PRC | IND | 2007: 16036.95; 2010: 12435.5; 2020: 6972.587
IT | IND_NM_CLK_DRY_E | IND_N2O | IND | 2007: 121.1029; 2010: 93.9066; 2020: 52.6535
IT | IND_NM_CLK_DRY_E | IND_SOX | IND | 2007: 36.6907; 2010: 28.451; 2020: 15.9525
IT | IND_NM_CLK_DRY_E | TOT_CH4 | IND | 2007: 2.7098; 2010: 2.1013; 2020: 1.1782
IT | IND_NM_CLK_DRY_E | TOT_CO2 | IND | 2007: 22361.2644; 2010: 17339.5505; 2020: 9722.2889
IT | IND_NM_CLK_DRY_E | TOT_N2O | IND | 2007: 0.032062; 2010: 0.024862; 2020: 0.01394
IT | IND_NM_CLK_DRY_N | GWP_100 | IND | 2030: 1849.1816; 2040: 1849.1816; 2050: 1849.1816
IT | IND_NM_CLK_DRY_N | IND_CH4 | IND | 2030: 451.088; 2040: 451.088; 2050: 451.088
IT | IND_NM_CLK_DRY_N | IND_CO2 | IND | 2030: 1153.0524; 2040: 1153.0524; 2050: 1153.0524
IT | IND_NM_CLK_DRY_N | IND_CO2_PRC | IND | 2030: 3477.9534; 2040: 3477.9534; 2050: 3477.9534
IT | IND_NM_CLK_DRY_N | IND_N2O | IND | 2030: 27.2755; 2040: 27.2755; 2050: 27.2755
IT | IND_NM_CLK_DRY_N | IND_SOX | IND | 2030: 14.0104; 2040: 14.0104; 2050: 14.0104
IT | IND_NM_CLK_DRY_N | TOT_CH4 | IND | 2030: 0.44468; 2040: 0.44468; 2050: 0.44468
IT | IND_NM_CLK_DRY_N | TOT_CO2 | IND | 2030: 2144.2691; 2040: 2144.2691; 2050: 2144.2691
IT | IND_NM_CLK_DRY_N | TOT_N2O | IND | 2030: 0.0065914; 2040: 0.0065914; 2050: 0.0065914
IT | IND_NM_CLK_WET_E | GWP_100 | IND | 2007: 11652.4468; 2010: 9048.3015; 2020: 5066.2812
IT | IND_NM_CLK_WET_E | IND_CH4 | IND | 2007: 220.4719; 2010: 171.1998; 2020: 95.8573
IT | IND_NM_CLK_WET_E | IND_CO2 | IND | 2007: 5226.082; 2010: 4058.1319; 2020: 2272.2096
IT | IND_NM_CLK_WET_E | IND_CO2_PRC | IND | 2007: 6395.4; 2010: 4966.125; 2020: 2780.6087
IT | IND_NM_CLK_WET_E | IND_N2O | IND | 2007: 84.9512; 2010: 65.9659; 2020: 36.9353
IT | IND_NM_CLK_WET_E | IND_SOX | IND | 2007: 34.1337; 2010: 26.5054; 2020: 14.8408
IT | IND_NM_CLK_WET_E | TOT_CH4 | IND | 2007: 0.2137; 2010: 0.16594; 2020: 0.092911
IT | IND_NM_CLK_WET_E | TOT_CO2 | IND | 2007: 11621.482; 2010: 9024.2569; 2020: 5052.8183
IT | IND_NM_CLK_WET_E | TOT_N2O | IND | 2007: 0.014064; 2010: 0.010921; 2020: 0.0061147
IT | IND_NM_CLK_WET_N | GWP_100 | IND
IT | IND_NM_CLK_WET_N | IND_CH4 | IND
IT | IND_NM_CLK_WET_N | IND_CO2 | IND
IT | IND_NM_CLK_WET_N | IND_CO2_PRC | IND
IT | IND_NM_CLK_WET_N | IND_N2O | IND
IT | IND_NM_CLK_WET_N | IND_SOX | IND
IT | IND_NM_CLK_WET_N | TOT_CH4 | IND
IT | IND_NM_CLK_WET_N | TOT_CO2 | IND
IT | IND_NM_CLK_WET_N | TOT_N2O | IND
IT | IND_NM_CRM_E | GWP_100 | IND | 2007: 5391.1013; 2010: 4492.5845; 2020: 1497.5282
IT | IND_NM_CRM_E | IND_CH4 | IND | 2007: 93.7182; 2010: 78.0985; 2020: 26.0328
IT | IND_NM_CRM_E | IND_CO2 | IND | 2007: 5356.3209; 2010: 4463.6007; 2020: 1487.8669
IT | IND_NM_CRM_E | IND_N2O | IND | 2007: 105.8465; 2010: 88.2054; 2020: 29.4018
IT | IND_NM_CRM_E | IND_SOX | IND | 2007: 9.7627; 2010: 8.1356; 2020: 2.7119
IT | IND_NM_CRM_E | TOT_CH4 | IND | 2007: 0.093718; 2010: 0.078098; 2020: 0.026033
IT | IND_NM_CRM_E | TOT_CO2 | IND | 2007: 5356.3209; 2010: 4463.6007; 2020: 1487.8669
IT | IND_NM_CRM_E | TOT_N2O | IND | 2007: 0.10585; 2010: 0.088205; 2020: 0.029402
IT | IND_NM_CRM_N | GWP_100 | IND | 81.6559 | 28.6385 | 277.8304 | 451.9264 | 446.5932 | 460.0851
IT | IND_NM_CRM_N | IND_CH4 | IND | 1.5916 | 0.55823 | 5.4155 | 8.809 | 8.705 | 8.968
IT | IND_NM_CRM_N | IND_CO2 | IND | 81.1739 | 28.4695 | 276.1905 | 449.2589 | 443.9571 | 457.3694
IT | IND_NM_CRM_N | IND_N2O | IND | 1.447 | 0.50748 | 4.9232 | 8.0082 | 7.9137 | 8.1528
IT | IND_NM_CRM_N | IND_SOX | IND | 0 | 0 | 0 | 0 | 0 | 0
IT | IND_NM_CRM_N | TOT_CO2 | IND | 81.1739 | 28.4695 | 276.1905 | 449.2589 | 443.9571 | 457.3694
IT | IND_NM_GLS_E | GWP_100 | IND | 2007: 1802.3002; 2010: 1399.5134; 2020: 783.6088
IT | IND_NM_GLS_E | IND_CH4 | IND | 2007: 33.638; 2010: 26.1204; 2020: 14.6252
IT | IND_NM_GLS_E | IND_CO2 | IND | 2007: 1790.7065; 2010: 1390.5107; 2020: 778.568
IT | IND_NM_GLS_E | IND_N2O | IND | 2007: 35.1206; 2010: 27.2717; 2020: 15.2698
IT | IND_NM_GLS_E | IND_SOX | IND | 2007: 1.054; 2010: 0.81848; 2020: 0.45828
IT | IND_NM_GLS_E | TOT_CH4 | IND | 2007: 0.032307; 2010: 0.025087; 2020: 0.014046
IT | IND_NM_GLS_E | TOT_CO2 | IND | 2007: 1790.7065; 2010: 1390.5107; 2020: 778.568
IT | IND_NM_GLS_E | TOT_N2O | IND | 2007: 0.035121; 2010: 0.027272; 2020: 0.01527
IT | IND_NM_GLS_ELEC_N | GWP_100 | IND | 72.8074 | 71.0024 | 375.6368 | 426.8254 | 430.8804 | 279.4658
IT | IND_NM_GLS_ELEC_N | IND_CH4 | IND | 3.7812 | 3.6875 | 19.5084 | 22.1669 | 22.3775 | 14.5139
IT | IND_NM_GLS_ELEC_N | IND_CO2 | IND | 71.249 | 69.4826 | 367.5963 | 417.6893 | 421.6575 | 273.4838
IT | IND_NM_GLS_ELEC_N | IND_N2O | IND | 4.7711 | 4.6528 | 24.6154 | 27.9697 | 28.2355 | 18.3133
IT | IND_NM_GLS_ELEC_N | IND_SOX | IND | 0.56421 | 0.55022 | 2.9109 | 3.3076 | 3.339 | 2.1657
IT | IND_NM_GLS_ELEC_N | TOT_CH4 | IND | 0.0037812 | 0.0036875 | 0.019508 | 0.022167 | 0.022377 | 0.014514
IT | IND_NM_GLS_ELEC_N | TOT_CO2 | IND | 71.249 | 69.4826 | 367.5963 | 417.6893 | 421.6575 | 273.4838
IT | IND_NM_GLS_ELEC_N | TOT_N2O | IND | 0.0047711 | 0.0046528 | 0.024615 | 0.02797 | 0.028235 | 0.018313
IT | IND_NM_GLS_FOSS_N | GWP_100 | IND | 2030: 1321.8029; 2040: 1321.8029; 2050: 1657.7135
IT | IND_NM_GLS_FOSS_N | IND_CH4 | IND | 2030: 56.6218; 2040: 56.6218; 2050: 71.0112
IT | IND_NM_GLS_FOSS_N | IND_CO2 | IND | 2030: 1299.256; 2040: 1299.256; 2050: 1629.4368
IT | IND_NM_GLS_FOSS_N | IND_N2O | IND | 2030: 68.8961; 2040: 68.8961; 2050: 86.4047
IT | IND_NM_GLS_FOSS_N | IND_SOX | IND | 2030: 7.3707; 2040: 7.3707; 2050: 9.2439
IT | IND_NM_GLS_FOSS_N | TOT_CH4 | IND | 2030: 0.056622; 2040: 0.056622; 2050: 0.071011
IT | IND_NM_GLS_FOSS_N | TOT_CO2 | IND | 2030: 1299.256; 2040: 1299.256; 2050: 1629.4368
IT | IND_NM_GLS_FOSS_N | TOT_N2O | IND | 2030: 0.068896; 2040: 0.068896; 2050: 0.086405
IT | IND_NM_LIM_E | GWP_100 | IND | 2007: 3846.2378; 2010: 3127.6135; 2020: 1579.3952
IT | IND_NM_LIM_E | IND_CH4 | IND | 2007: 40.1279; 2010: 32.6305; 2020: 16.4779
IT | IND_NM_LIM_E | IND_CO2 | IND | 2007: 1865.1109; 2010: 1516.6368; 2020: 765.8776
IT | IND_NM_LIM_E | IND_CO2_PRC | IND | 2007: 1970.35; 2010: 1602.2133; 2020: 809.0923
IT | IND_NM_LIM_E | IND_N2O | IND | 2007: 32.0458; 2010: 26.0584; 2020: 13.1591
IT | IND_NM_LIM_E | IND_SOX | IND | 2007: 16.5364; 2010: 13.4468; 2020: 6.7904
IT | IND_NM_LIM_E | TOT_CH4 | IND | 2007: 0.025948; 2010: 0.0211; 2020: 0.010655
IT | IND_NM_LIM_E | TOT_CO2 | IND | 2007: 3835.4609; 2010: 3118.8501; 2020: 1574.9699
IT | IND_NM_LIM_E | TOT_N2O | IND | 2007: 0.025046; 2010: 0.020366; 2020: 0.010285
IT | IND_NM_LIM_LRK_N | GWP_100 | IND | 59.1661 |  | 342.6593 | 937.1264 | 926.608 | 947.8409
IT | IND_NM_LIM_LRK_N | IND_CH4 | IND | 60.9078 |  | 352.746 | 908.4979 | 953.8841 | 975.742
IT | IND_NM_LIM_LRK_N | IND_CO2 | IND | 57.2748 |  | 331.7058 | 908.5825 | 896.9878 | 917.5419
IT | IND_NM_LIM_LRK_N | IND_N2O | IND | 1.975 |  | 11.4383 | 30.5339 | 30.9311 | 31.6399
IT | IND_NM_LIM_LRK_N | IND_SOX | IND | 0.50277 |  | 2.9118 | 8.0239 | 7.8739 | 8.0543
IT | IND_NM_LIM_LRK_N | TOT_CH4 | IND | 0.060376 |  | 0.34967 | 0.90011 | 0.94555 | 0.96722
IT | IND_NM_LIM_LRK_N | TOT_CO2 | IND | 57.2748 |  | 331.7057 | 908.5822 | 896.9875 | 917.5416
IT | IND_NM_LIM_LRK_N | TOT_N2O | IND | 0.0010326 |  | 0.0059803 | 0.015556 | 0.016172 | 0.016542
IT | IND_NM_OTH_COK_E | GWP_100 | IND | 2007: 15.5045; 2010: 12.4517; 2020: 4.1506
IT | IND_NM_OTH_COK_E | IND_CH4 | IND | 2007: 0.087971; 2010: 0.07065; 2020: 0.02355
IT | IND_NM_OTH_COK_E | IND_CO2 | IND | 2007: 15.4113; 2010: 12.3768; 2020: 4.1256
IT | IND_NM_OTH_COK_E | IND_N2O | IND | 2007: 0.29487; 2010: 0.23681; 2020: 0.078936
IT | IND_NM_OTH_COK_E | IND_SOX | IND | 2007: 0.19549; 2010: 0.157; 2020: 0.052333
IT | IND_NM_OTH_COK_E | TOT_CO2 | IND | 2007: 15.4113; 2010: 12.3768; 2020: 4.1256
IT | IND_NM_OTH_DST_E | GWP_100 | IND | 2007: 14.4167; 2010: 12.0139; 2020: 4.0046
IT | IND_NM_OTH_DST_E | IND_CH4 | IND | 2007: 0.74872; 2010: 0.62393; 2020: 0.20798
IT | IND_NM_OTH_DST_E | IND_CO2 | IND | 2007: 14.1081; 2010: 11.7567; 2020: 3.9189
IT | IND_NM_OTH_DST_E | IND_N2O | IND | 2007: 0.94472; 2010: 0.78727; 2020: 0.26242
IT | IND_NM_OTH_DST_E | IND_SOX | IND | 2007: 0.11172; 2010: 0.0931; 2020: 0.031033
IT | IND_NM_OTH_DST_E | TOT_CO2 | IND | 2007: 14.1081; 2010: 11.7567; 2020: 3.9189
IT | IND_NM_OTH_LPG_E | GWP_100 | IND | 2007: 37.6708; 2010: 31.3923; 2020: 10.4641
IT | IND_NM_OTH_LPG_E | IND_CH4 | IND | 2007: 2.98; 2010: 2.4833; 2020: 0.82778
IT | IND_NM_OTH_LPG_E | IND_CO2 | IND | 2007: 37.5897; 2010: 31.3248; 2020: 10.4416
IT | IND_NM_OTH_LPG_E | IND_N2O | IND | 2007: 0.0596; 2010: 0.049667; 2020: 0.016556
IT | IND_NM_OTH_LPG_E | IND_SOX | IND | 2007: 0.33972; 2010: 0.2831; 2020: 0.094367
IT | IND_NM_OTH_LPG_E | TOT_CO2 | IND | 2007: 37.5897; 2010: 31.3248; 2020: 10.4416
IT | IND_NM_OTH_NGA_E | GWP_100 | IND | 2007: 398.1984; 2010: 310.8523; 2020: 148.8993
IT | IND_NM_OTH_NGA_E | IND_CH4 | IND | 2007: 7.7617; 2010: 6.0592; 2020: 2.9024
IT | IND_NM_OTH_NGA_E | IND_CO2 | IND | 2007: 395.848; 2010: 309.0175; 2020: 148.0205
IT | IND_NM_OTH_NGA_E | IND_N2O | IND | 2007: 7.0561; 2010: 5.5083; 2020: 2.6385
IT | IND_NM_OTH_NGA_E | IND_SOX | IND | 2007: 0; 2010: 0; 2020: 0
IT | IND_NM_OTH_NGA_E | TOT_CO2 | IND | 2007: 395.848; 2010: 309.0175; 2020: 148.0205
IT | IND_ONS_TECH | GWP_100 | IND | 3173.2652 | 2758.0253 | 2310.8504 | 2305.413 | 2265.6923 | 2302.8648
IT | IND_ONS_TECH | IND_CH4 | IND | 846.0056 | 735.3009 | 616.0822 | 614.6326 | 604.0429 | 613.9532
IT | IND_ONS_TECH | IND_CO2 | IND | 3125.7057 | 2716.6893 | 2276.2164 | 2270.8605 | 2231.7351 | 2268.3504
IT | IND_ONS_TECH | IND_N2O | IND | 96.1076 | 83.5314 | 69.988 | 69.8233 | 68.6203 | 69.7461
IT | IND_ONS_TECH | IND_SOX | IND | 9.9374 | 8.6371 | 7.2367 | 7.2197 | 7.0953 | 7.2117
IT | IND_ONS_TECH | TOT_CH4 | IND | 0.78869 | 0.68548 | 0.57434 | 0.57299 | 0.56312 | 0.57236
IT | IND_ONS_TECH | TOT_CO2 | IND | 3125.7054 | 2716.689 | 2276.2163 | 2270.8603 | 2231.7349 | 2268.3503
IT | IND_OTH_PH_DST_E | GWP_100 | IND | 2007: 631.0969; 2010: 458.9796
IT | IND_OTH_PH_DST_E | IND_CH4 | IND | 2007: 32.7756; 2010: 23.8368
IT | IND_OTH_PH_DST_E | IND_CO2 | IND | 2007: 617.5884; 2010: 449.1552
IT | IND_OTH_PH_DST_E | IND_N2O | IND | 2007: 41.3556; 2010: 30.0768
IT | IND_OTH_PH_DST_E | IND_SOX | IND | 2007: 4.8906; 2010: 3.5568
IT | IND_OTH_PH_DST_E | TOT_CO2 | IND | 2007: 617.5884; 2010: 449.1552
IT | IND_OTH_PH_DST_N | GWP_100 | IND
IT | IND_OTH_PH_DST_N | IND_CH4 | IND
IT | IND_OTH_PH_DST_N | IND_CO2 | IND
IT | IND_OTH_PH_DST_N | IND_N2O | IND
IT | IND_OTH_PH_DST_N | IND_SOX | IND
IT | IND_OTH_PH_DST_N | TOT_CO2 | IND
IT | IND_OTH_PH_HFO_E | GWP_100 | IND | 2007: 2734.3878; 2010: 1562.5073
IT | IND_OTH_PH_HFO_E | IND_CH4 | IND | 2007: 25.128; 2010: 14.3589
IT | IND_OTH_PH_HFO_E | IND_CO2 | IND | 2007: 2700.213; 2010: 1542.9789
IT | IND_OTH_PH_HFO_E | IND_N2O | IND | 2007: 108.539; 2010: 62.0223
IT | IND_OTH_PH_HFO_E | IND_SOX | IND | 2007: 19.893; 2010: 11.3674
IT | IND_OTH_PH_HFO_E | TOT_CO2 | IND | 2007: 2700.213; 2010: 1542.9789
IT | IND_OTH_PH_HFO_N | GWP_100 | IND
IT | IND_OTH_PH_HFO_N | IND_CH4 | IND
IT | IND_OTH_PH_HFO_N | IND_CO2 | IND
IT | IND_OTH_PH_HFO_N | IND_N2O | IND
IT | IND_OTH_PH_HFO_N | IND_SOX | IND
IT | IND_OTH_PH_HFO_N | TOT_CO2 | IND
IT | IND_OTH_PH_LPG_E | GWP_100 | IND | 2007: 346.3689; 2010: 251.9046
IT | IND_OTH_PH_LPG_E | IND_CH4 | IND | 2007: 27.4; 2010: 19.9273
IT | IND_OTH_PH_LPG_E | IND_CO2 | IND | 2007: 345.6236; 2010: 251.3626
IT | IND_OTH_PH_LPG_E | IND_N2O | IND | 2007: 0.548; 2010: 0.39855
IT | IND_OTH_PH_LPG_E | IND_SOX | IND | 2007: 3.1236; 2010: 2.2717
IT | IND_OTH_PH_LPG_E | TOT_CO2 | IND | 2007: 345.6236; 2010: 251.3626
IT | IND_OTH_PH_LPG_N | GWP_100 | IND
IT | IND_OTH_PH_LPG_N | IND_CH4 | IND
IT | IND_OTH_PH_LPG_N | IND_CO2 | IND
IT | IND_OTH_PH_LPG_N | IND_N2O | IND
IT | IND_OTH_PH_LPG_N | IND_SOX | IND
IT | IND_OTH_PH_LPG_N | TOT_CO2 | IND
IT | IND_OTH_PH_NGA_E | GWP_100 | IND | 2007: 9255.0284; 2010: 7119.2526
IT | IND_OTH_PH_NGA_E | IND_CH4 | IND | 2007: 180.4; 2010: 138.7692
IT | IND_OTH_PH_NGA_E | IND_CO2 | IND | 2007: 9200.4; 2010: 7077.2308
IT | IND_OTH_PH_NGA_E | IND_N2O | IND | 2007: 164; 2010: 126.1538
IT | IND_OTH_PH_NGA_E | IND_SOX | IND | 2007: 0; 2010: 0
IT | IND_OTH_PH_NGA_E | TOT_CO2 | IND | 2007: 9200.4; 2010: 7077.2308
IT | IND_OTH_PH_NGA_N | GWP_100 | IND | 644.6148 | 1052.504 | 9226.8792 | 8973.9668 | 8487.863 | 7283.9841
IT | IND_OTH_PH_NGA_N | IND_CH4 | IND | 12.5649 | 20.5155 | 179.8513 | 174.9215 | 165.4463 | 141.9802
IT | IND_OTH_PH_NGA_N | IND_CO2 | IND | 640.8099 | 1046.2915 | 9172.4169 | 8920.9974 | 8437.7628 | 7240.9899
IT | IND_OTH_PH_NGA_N | IND_N2O | IND | 11.4226 | 18.6505 | 163.5012 | 159.0196 | 150.4058 | 129.0729
IT | IND_OTH_PH_NGA_N | IND_SOX | IND | 0 | 0 | 0 | 0 | 0 | 0
IT | IND_OTH_PH_NGA_N | TOT_CO2 | IND | 640.8099 | 1046.2915 | 9172.4169 | 8920.9974 | 8437.7628 | 7240.9899
IT | IND_PP_OTH_DST_E | GWP_100 | IND | 2007: 3.3026; 2010: 2.8718; 2020: 1.4359
IT | IND_PP_OTH_DST_E | IND_CH4 | IND | 2007: 0.17152; 2010: 0.14915; 2020: 0.074573
IT | IND_PP_OTH_DST_E | IND_CO2 | IND | 2007: 3.2319; 2010: 2.8103; 2020: 1.4052
IT | IND_PP_OTH_DST_E | IND_N2O | IND | 2007: 0.21642; 2010: 0.18819; 2020: 0.094095
IT | IND_PP_OTH_DST_E | IND_SOX | IND | 2007: 0.025593; 2010: 0.022255; 2020: 0.011127
IT | IND_PP_OTH_DST_E | TOT_CO2 | IND | 2007: 3.2319; 2010: 2.8103; 2020: 1.4052
IT | IND_PP_OTH_LPG_E | GWP_100 | IND | 2007: 3.7608; 2010: 3.2702; 2020: 1.6351
IT | IND_PP_OTH_LPG_E | IND_CH4 | IND | 2007: 0.2975; 2010: 0.2587; 2020: 0.12935
IT | IND_PP_OTH_LPG_E | IND_CO2 | IND | 2007: 3.7527; 2010: 3.2632; 2020: 1.6316
IT | IND_PP_OTH_LPG_E | IND_N2O | IND | 2007: 0.00595; 2010: 0.0051739; 2020: 0.002587
IT | IND_PP_OTH_LPG_E | IND_SOX | IND | 2007: 0.033915; 2010: 0.029491; 2020: 0.014746
IT | IND_PP_OTH_LPG_E | TOT_CO2 | IND | 2007: 3.7527; 2010: 3.2632; 2020: 1.6316
IT | IND_PP_PH_DST_E | GWP_100 | IND | 2007: 3.3026; 2010: 2.8718; 2020: 1.4359
IT | IND_PP_PH_DST_E | IND_CH4 | IND | 2007: 0.17152; 2010: 0.14915; 2020: 0.074573
IT | IND_PP_PH_DST_E | IND_CO2 | IND | 2007: 3.2319; 2010: 2.8103; 2020: 1.4052
IT | IND_PP_PH_DST_E | IND_N2O | IND | 2007: 0.21642; 2010: 0.18819; 2020: 0.094095
IT | IND_PP_PH_DST_E | IND_SOX | IND | 2007: 0.025593; 2010: 0.022255; 2020: 0.011127
IT | IND_PP_PH_DST_E | TOT_CO2 | IND | 2007: 3.2319; 2010: 2.8103; 2020: 1.4052
IT | IND_PP_PH_HFO_E | GWP_100 | IND | 2007: 30.3211; 2010: 26.3662; 2020: 13.1831
IT | IND_PP_PH_HFO_E | IND_CH4 | IND | 2007: 0.27864; 2010: 0.2423; 2020: 0.12115
IT | IND_PP_PH_HFO_E | IND_CO2 | IND | 2007: 29.9422; 2010: 26.0367; 2020: 13.0183
IT | IND_PP_PH_HFO_E | IND_N2O | IND | 2007: 1.2036; 2010: 1.0466; 2020: 0.52329
IT | IND_PP_PH_HFO_E | IND_SOX | IND | 2007: 0.22059; 2010: 0.19182; 2020: 0.095909
IT | IND_PP_PH_HFO_E | TOT_CO2 | IND | 2007: 29.9422; 2010: 26.0367; 2020: 13.0183
IT | IND_PP_PH_HFO_N | GWP_100 | IND
IT | IND_PP_PH_HFO_N | IND_CH4 | IND
IT | IND_PP_PH_HFO_N | IND_CO2 | IND
IT | IND_PP_PH_HFO_N | IND_N2O | IND
IT | IND_PP_PH_HFO_N | IND_SOX | IND
IT | IND_PP_PH_HFO_N | TOT_CO2 | IND
IT | IND_PP_PH_NGA_E | GWP_100 | IND | 2007: 139.3898; 2010: 121.2085; 2020: 60.6042
IT | IND_PP_PH_NGA_E | IND_CH4 | IND | 2007: 2.717; 2010: 2.3626; 2020: 1.1813
IT | IND_PP_PH_NGA_E | IND_CO2 | IND | 2007: 138.567; 2010: 120.493; 2020: 60.2465
IT | IND_PP_PH_NGA_E | IND_N2O | IND | 2007: 2.47; 2010: 2.1478; 2020: 1.0739
IT | IND_PP_PH_NGA_E | IND_SOX | IND | 2007: 0; 2010: 0; 2020: 0
IT | IND_PP_PH_NGA_E | TOT_CO2 | IND | 2007: 138.567; 2010: 120.493; 2020: 60.2465
IT | IND_PP_PH_NGA_N | GWP_100 | IND | 2.7563 | 2.7563 | 23.5648 | 43.4588 | 39.9893 | 36.6976
IT | IND_PP_PH_NGA_N | IND_CH4 | IND | 0.053726 | 0.053726 | 0.45933 | 0.8471 | 0.77948 | 0.71531
IT | IND_PP_PH_NGA_N | IND_CO2 | IND | 2.7401 | 2.7401 | 23.4257 | 43.2023 | 39.7532 | 36.481
IT | IND_PP_PH_NGA_N | IND_N2O | IND | 0.048842 | 0.048842 | 0.41757 | 0.77009 | 0.70861 | 0.65028
IT | IND_PP_PH_NGA_N | IND_SOX | IND | 0 | 0 | 0 | 0 | 0 | 0
IT | IND_PP_PH_NGA_N | TOT_CO2 | IND | 2.7401 | 2.7401 | 23.4257 | 43.2023 | 39.7532 | 36.481
IT | IND_STM_BFG_N | GWP_100 | IND | 2010: 19.9232; 2030: 59.2944
IT | IND_STM_BFG_N | IND_CH4 | IND | 2010: 0.098936; 2030: 0.29445
IT | IND_STM_BFG_N | IND_CO2 | IND | 2010: 19.8183; 2030: 58.9822
IT | IND_STM_BFG_N | IND_N2O | IND | 2010: 0.33162; 2030: 0.98695
IT | IND_STM_BFG_N | IND_SOX | IND | 2010: 0; 2030: 0
IT | IND_STM_BFG_N | TOT_CO2 | IND | 2010: 19.8183; 2030: 58.9822
IT | IND_STM_BIO_E | GWP_100 | IND | 2007: 4.7264; 2010: 4.1099; 2020: 2.0549
IT | IND_STM_BIO_E | IND_CH4 | IND | 2007: 188.0488; 2010: 163.5207; 2020: 81.7603
IT | IND_STM_BIO_E | IND_CO2 | IND | 2007: 6.2683e-05; 2010: 5.4507e-05; 2020: 2.7253e-05
IT | IND_STM_BIO_E | IND_N2O | IND | 2007: 2.5073; 2010: 2.1803; 2020: 1.0901
IT | IND_STM_BIO_E | IND_SOX | IND | 2007: 0; 2010: 0; 2020: 0
IT | IND_STM_BIO_E | TOT_CH4 | IND | 2007: 0.18805; 2010: 0.16352; 2020: 0.08176
IT | IND_STM_BIO_N | GWP_100 | IND | 25.9205 | 39.5287 | 39.5287 | 31.7525
IT | IND_STM_BIO_N | IND_CH4 | IND | 1031.3064 | 1572.7371 | 1572.7371 | 1263.3452
IT | IND_STM_BIO_N | IND_CO2 | IND | 0.00034377 | 0.00052425 | 0.00052425 | 0.00042112
IT | IND_STM_BIO_N | IND_N2O | IND | 13.7508 | 20.9698 | 20.9698 | 16.8446
IT | IND_STM_BIO_N | IND_SOX | IND | 0 | 0 | 0 | 0
IT | IND_STM_BIO_N | TOT_CH4 | IND | 1.0313 | 1.5727 | 1.5727 | 1.2633
IT | IND_STM_COA_E | GWP_100 | IND | 2007: 8.9079; 2010: 7.746; 2020: 2.3003
IT | IND_STM_COA_E | IND_CH4 | IND | 2007: 0.048666; 2010: 0.042318; 2020: 0.012567
IT | IND_STM_COA_E | IND_CO2 | IND | 2007: 8.8563; 2010: 7.7011; 2020: 2.287
IT | IND_STM_COA_E | IND_N2O | IND | 2007: 0.16312; 2010: 0.14184; 2020: 0.042123
IT | IND_STM_COA_E | IND_SOX | IND | 2007: 0.10815; 2010: 0.09404; 2020: 0.027927
IT | IND_STM_COA_E | TOT_CO2 | IND | 2007: 8.8563; 2010: 7.7011; 2020: 2.287
IT | IND_STM_COA_N | GWP_100 | IND
IT | IND_STM_COA_N | IND_CH4 | IND
IT | IND_STM_COA_N | IND_CO2 | IND
IT | IND_STM_COA_N | IND_N2O | IND
IT | IND_STM_COA_N | IND_SOX | IND
IT | IND_STM_COA_N | TOT_CO2 | IND
IT | IND_STM_COG_N | GWP_100 | IND | 2030: 1646.5369; 2040: 1646.5369
IT | IND_STM_COG_N | IND_CH4 | IND | 2030: 8.1765; 2040: 8.1765
IT | IND_STM_COG_N | IND_CO2 | IND | 2030: 1637.8692; 2040: 1637.8692
IT | IND_STM_COG_N | IND_N2O | IND | 2030: 27.4063; 2040: 27.4063
IT | IND_STM_COG_N | IND_SOX | IND | 2030: 18.1699; 2040: 18.1699
IT | IND_STM_COG_N | TOT_CO2 | IND | 2030: 1637.8692; 2040: 1637.8692
IT | IND_STM_DST_E | GWP_100 | IND | 2007: 386.6092; 2010: 322.1743; 2020: 107.3914
IT | IND_STM_DST_E | IND_CH4 | IND | 2007: 20.0783; 2010: 16.7319; 2020: 5.5773
IT | IND_STM_DST_E | IND_CO2 | IND | 2007: 378.3339; 2010: 315.2783; 2020: 105.0928
IT | IND_STM_DST_E | IND_N2O | IND | 2007: 25.3344; 2010: 21.112; 2020: 7.0373
IT | IND_STM_DST_E | IND_SOX | IND | 2007: 2.996; 2010: 2.4966; 2020: 0.83222
IT | IND_STM_DST_E | TOT_CO2 | IND | 2007: 378.3339; 2010: 315.2783; 2020: 105.0928
IT | IND_STM_DST_N | GWP_100 | IND
IT | IND_STM_DST_N | IND_CH4 | IND
IT | IND_STM_DST_N | IND_CO2 | IND
IT | IND_STM_DST_N | IND_N2O | IND
IT | IND_STM_DST_N | IND_SOX | IND
IT | IND_STM_DST_N | TOT_CO2 | IND
IT | IND_STM_ETH_N | GWP_100 | IND
IT | IND_STM_ETH_N | IND_CH4 | IND
IT | IND_STM_ETH_N | IND_CO2 | IND
IT | IND_STM_ETH_N | IND_N2O | IND
IT | IND_STM_ETH_N | IND_SOX | IND
IT | IND_STM_ETH_N | TOT_CO2 | IND
IT | IND_STM_HFO_E | GWP_100 | IND | 2007: 1184.7931; 2010: 677.0246
IT | IND_STM_HFO_E | IND_CH4 | IND | 2007: 10.8878; 2010: 6.2216
IT | IND_STM_HFO_E | IND_CO2 | IND | 2007: 1169.9854; 2010: 668.5631
IT | IND_STM_HFO_E | IND_N2O | IND | 2007: 47.0293; 2010: 26.8739
IT | IND_STM_HFO_E | IND_SOX | IND | 2007: 8.6195; 2010: 4.9254
IT | IND_STM_HFO_E | TOT_CO2 | IND | 2007: 1169.9854; 2010: 668.5631
IT | IND_STM_HFO_N | GWP_100 | IND
IT | IND_STM_HFO_N | IND_CH4 | IND
IT | IND_STM_HFO_N | IND_CO2 | IND
IT | IND_STM_HFO_N | IND_N2O | IND
IT | IND_STM_HFO_N | IND_SOX | IND
IT | IND_STM_HFO_N | TOT_CO2 | IND
IT | IND_STM_LPG_E | GWP_100 | IND | 2007: 67.9079; 2010: 56.5899; 2020: 18.8633
IT | IND_STM_LPG_E | IND_CH4 | IND | 2007: 5.372; 2010: 4.4766; 2020: 1.4922
IT | IND_STM_LPG_E | IND_CO2 | IND | 2007: 67.7618; 2010: 56.4682; 2020: 18.8227
IT | IND_STM_LPG_E | IND_N2O | IND | 2007: 0.10744; 2010: 0.089533; 2020: 0.029844
IT | IND_STM_LPG_E | IND_SOX | IND | 2007: 0.6124; 2010: 0.51034; 2020: 0.17011
IT | IND_STM_LPG_E | TOT_CO2 | IND | 2007: 67.7618; 2010: 56.4682; 2020: 18.8227
IT | IND_STM_LPG_N | GWP_100 | IND
IT | IND_STM_LPG_N | IND_CH4 | IND
IT | IND_STM_LPG_N | IND_CO2 | IND
IT | IND_STM_LPG_N | IND_N2O | IND
IT | IND_STM_LPG_N | IND_SOX | IND
IT | IND_STM_LPG_N | TOT_CO2 | IND
IT | IND_STM_NGA_E | GWP_100 | IND | 2007: 6950.9062; 2010: 5124.5066; 2020: 926.7875
IT | IND_STM_NGA_E | IND_CH4 | IND | 2007: 135.4878; 2010: 99.8874; 2020: 18.065
IT | IND_STM_NGA_E | IND_CO2 | IND | 2007: 6909.878; 2010: 5094.2589; 2020: 921.3171
IT | IND_STM_NGA_E | IND_N2O | IND | 2007: 123.1707; 2010: 90.8068; 2020: 16.4228
IT | IND_STM_NGA_E | IND_SOX | IND | 2007: 0; 2010: 0; 2020: 0
IT | IND_STM_NGA_E | TOT_CO2 | IND | 2007: 6909.878; 2010: 5094.2589; 2020: 921.3171
IT | IND_STM_NGA_N | GWP_100 | IND | 1410.746 | 537.6913 | 1457.0491 | 1168.6596 |  | 134.8343
IT | IND_STM_NGA_N | IND_CH4 | IND | 27.4984 | 10.4807 | 28.401 | 22.7796 |  | 2.6282
IT | IND_STM_NGA_N | IND_CO2 | IND | 1402.419 | 534.5176 | 1448.4488 | 1161.7615 |  | 134.0384
IT | IND_STM_NGA_N | IND_N2O | IND | 24.9986 | 9.5279 | 25.8191 | 20.7088 |  | 2.3893
IT | IND_STM_NGA_N | IND_SOX | IND | 0 | 0 | 0 | 0 |  | 0
IT | IND_STM_NGA_N | TOT_CO2 | IND | 1402.419 | 534.5176 | 1448.4488 | 1161.7615 |  | 134.0384
IT | IND_STM_PTC_N | GWP_100 | IND
IT | IND_STM_PTC_N | IND_CH4 | IND
IT | IND_STM_PTC_N | IND_CO2 | IND
IT | IND_STM_PTC_N | IND_N2O | IND
IT | IND_STM_PTC_N | IND_SOX | IND
IT | IND_STM_PTC_N | TOT_CO2 | IND
IT | RES_CHP_NGA_CC_N | ELC_CH4 | RES
IT | RES_CHP_NGA_CC_N | ELC_CO2 | RES
IT | RES_CHP_NGA_CC_N | ELC_N2O | RES
IT | RES_CHP_NGA_CC_N | GWP_100 | RES
IT | RES_CHP_NGA_CC_N | TOT_CO2 | RES
IT | RES_CHP_NGA_CI_N | ELC_CH4 | RES
IT | RES_CHP_NGA_CI_N | ELC_CO2 | RES
IT | RES_CHP_NGA_CI_N | ELC_N2O | RES
IT | RES_CHP_NGA_CI_N | GWP_100 | RES
IT | RES_CHP_NGA_CI_N | TOT_CO2 | RES
IT | RES_CHP_NGA_MICRO_N | ELC_CH4 | RES
IT | RES_CHP_NGA_MICRO_N | ELC_CO2 | RES
IT | RES_CHP_NGA_MICRO_N | ELC_N2O | RES
IT | RES_CHP_NGA_MICRO_N | GWP_100 | RES
IT | RES_CHP_NGA_MICRO_N | TOT_CO2 | RES
IT | RES_CHP_NGA_SOFC_N | ELC_CH4 | RES
IT | RES_CHP_NGA_SOFC_N | ELC_CO2 | RES
IT | RES_CHP_NGA_SOFC_N | ELC_N2O | RES
IT | RES_CHP_NGA_SOFC_N | GWP_100 | RES
IT | RES_CHP_NGA_SOFC_N | TOT_CO2 | RES
IT | RES_CHP_NGA_STR_N | ELC_CH4 | RES
IT | RES_CHP_NGA_STR_N | ELC_CO2 | RES
IT | RES_CHP_NGA_STR_N | ELC_N2O | RES
IT | RES_CHP_NGA_STR_N | GWP_100 | RES
IT | RES_CHP_NGA_STR_N | TOT_CO2 | RES
IT | RES_CK_BIO_N | GWP_100 | RES
IT | RES_CK_BIO_N | RES_CH4 | RES
IT | RES_CK_BIO_N | RES_CO2 | RES
IT | RES_CK_BIO_N | RES_N2O | RES
IT | RES_CK_BIO_N | TOT_CH4 | RES
IT | RES_CK_BIO_N | TOT_N2O | RES
IT | RES_CK_COA_N | GWP_100 | RES
IT | RES_CK_COA_N | RES_CH4 | RES
IT | RES_CK_COA_N | RES_CO2 | RES
IT | RES_CK_COA_N | RES_N2O | RES
IT | RES_CK_COA_N | TOT_CO2 | RES
IT | RES_CK_COA_N | TOT_N2O | RES
IT | RES_CK_LPG_E | GWP_100 | RES | 2007: 516.0467; 2010: 396.959
IT | RES_CK_LPG_E | RES_CH4 | RES | 2007: 40.8226; 2010: 31.402
IT | RES_CK_LPG_E | RES_CO2 | RES | 2007: 514.9363; 2010: 396.1048
IT | RES_CK_LPG_E | RES_N2O | RES | 2007: 0.81645; 2010: 0.62804
IT | RES_CK_LPG_E | TOT_CH4 | RES | 2007: 0.040823; 2010: 0.031402
IT | RES_CK_LPG_E | TOT_CO2 | RES | 2007: 514.9363; 2010: 396.1048
IT | RES_CK_LPG_N | GWP_100 | RES
IT | RES_CK_LPG_N | RES_CH4 | RES
IT | RES_CK_LPG_N | RES_CO2 | RES
IT | RES_CK_LPG_N | RES_N2O | RES
IT | RES_CK_LPG_N | TOT_CH4 | RES
IT | RES_CK_LPG_N | TOT_CO2 | RES
IT | RES_CK_NGA_E | GWP_100 | RES | 2007: 1101.0324; 2010: 846.948
IT | RES_CK_NGA_E | RES_CH4 | RES | 2007: 21.4614; 2010: 16.5088
IT | RES_CK_NGA_E | RES_CO2 | RES | 2007: 1094.5334; 2010: 841.9488
IT | RES_CK_NGA_E | RES_N2O | RES | 2007: 19.5104; 2010: 15.008
IT | RES_CK_NGA_E | TOT_CO2 | RES | 2007: 1094.5334; 2010: 841.9488
IT | RES_CK_NGA_N | GWP_100 | RES | 230.2654 | 607.9298 | 2039.4054 | 2007.406 | 1830.0448 | 1749.4261
IT | RES_CK_NGA_N | RES_CH4 | RES | 4.4884 | 11.8498 | 39.7523 | 39.1286 | 35.6714 | 34.1
IT | RES_CK_NGA_N | RES_CO2 | RES | 228.9062 | 604.3415 | 2027.3677 | 1995.5571 | 1819.2429 | 1739.1
IT | RES_CK_NGA_N | RES_N2O | RES | 4.0803 | 10.7726 | 36.1385 | 35.5714 | 32.4286 | 31
IT | RES_CK_NGA_N | TOT_CO2 | RES | 228.9062 | 604.3415 | 2027.3677 | 1995.5571 | 1819.2429 | 1739.1
IT | RES_FT_NGA_N | GWP_100 | RES |  | 0 | -71.2863 | 0 | 0 | 0
IT | RES_FT_NGA_N | RES_CO2 | RES |  | 0 | -71.2863 | 0 | 0 | 0
IT | RES_FT_NGA_N | TOT_CO2 | RES |  | 0 | -71.2863 | 0 | 0 | 0
IT | RES_LG_KER_N | GWP_100 | RES
IT | RES_LG_KER_N | RES_CH4 | RES
IT | RES_LG_KER_N | RES_CO2 | RES
IT | RES_LG_KER_N | RES_N2O | RES
IT | RES_LG_KER_N | TOT_CO2 | RES
IT | RES_SC_AHP_NGA_ADV_N | GWP_100 | RES
IT | RES_SC_AHP_NGA_ADV_N | RES_CH4 | RES
IT | RES_SC_AHP_NGA_ADV_N | RES_CO2 | RES
IT | RES_SC_AHP_NGA_ADV_N | RES_N2O | RES
IT | RES_SC_AHP_NGA_ADV_N | TOT_CO2 | RES
IT | RES_SC_AHP_NGA_N | GWP_100 | RES
IT | RES_SC_AHP_NGA_N | RES_CH4 | RES
IT | RES_SC_AHP_NGA_N | RES_CO2 | RES
IT | RES_SC_AHP_NGA_N | RES_N2O | RES
IT | RES_SC_AHP_NGA_N | TOT_CO2 | RES
IT | RES_SC_CEN_NGA_N | GWP_100 | RES
IT | RES_SC_CEN_NGA_N | RES_CH4 | RES
IT | RES_SC_CEN_NGA_N | RES_CO2 | RES
IT | RES_SC_CEN_NGA_N | RES_N2O | RES
IT | RES_SC_CEN_NGA_N | TOT_CO2 | RES
IT | RES_SH_AHP_NGA_SN_E | GWP_100 | RES | 2007: 3.3368; 2010: 2.5668
IT | RES_SH_AHP_NGA_SN_E | RES_CH4 | RES | 2007: 0.065041; 2010: 0.050031
IT | RES_SH_AHP_NGA_SN_E | RES_CO2 | RES | 2007: 3.3171; 2010: 2.5516
IT | RES_SH_AHP_NGA_SN_E | RES_N2O | RES | 2007: 0.059128; 2010: 0.045483
IT | RES_SH_AHP_NGA_SN_E | TOT_CO2 | RES | 2007: 3.3171; 2010: 2.5516
IT | RES_SH_AHP_NGA_SO_E | GWP_100 | RES | 2007: 314.9361; 2010: 242.2586
IT | RES_SH_AHP_NGA_SO_E | RES_CH4 | RES | 2007: 6.1388; 2010: 4.7221
IT | RES_SH_AHP_NGA_SO_E | RES_CO2 | RES | 2007: 313.0772; 2010: 240.8286
IT | RES_SH_AHP_NGA_SO_E | RES_N2O | RES | 2007: 5.5807; 2010: 4.2928
IT | RES_SH_AHP_NGA_SO_E | TOT_CO2 | RES | 2007: 313.0772; 2010: 240.8286
IT | RES_SH_BUR_COA_MO_E | GWP_100 | RES | 2007: 1.3328; 2010: 1.0252
IT | RES_SH_BUR_COA_MO_E | RES_CH4 | RES | 2007: 0.0072812; 2010: 0.0056009
IT | RES_SH_BUR_COA_MO_E | RES_CO2 | RES | 2007: 1.325; 2010: 1.0193
IT | RES_SH_BUR_COA_MO_E | RES_N2O | RES | 2007: 0.024405; 2010: 0.018773
IT | RES_SH_BUR_COA_MO_E | TOT_CO2 | RES | 2007: 1.325; 2010: 1.0193
IT | RES_SH_BUR_COA_SN_E | GWP_100 | RES | 2007: 0.27034; 2010: 0.20796
IT | RES_SH_BUR_COA_SN_E | RES_CH4 | RES | 2007: 0.0014769; 2010: 0.0011361
IT | RES_SH_BUR_COA_SN_E | RES_CO2 | RES | 2007: 0.26878; 2010: 0.20675
IT | RES_SH_BUR_COA_SN_E | RES_N2O | RES | 2007: 0.0049505; 2010: 0.0038081
IT | RES_SH_BUR_COA_SN_E | TOT_CO2 | RES | 2007: 0.26878; 2010: 0.20675
IT | RES_SH_BUR_COA_SO_E | GWP_100 | RES | 2007: 25.0732; 2010: 19.2871
IT | RES_SH_BUR_COA_SO_E | RES_CH4 | RES | 2007: 0.13698; 2010: 0.10537
IT | RES_SH_BUR_COA_SO_E | RES_CO2 | RES | 2007: 24.928; 2010: 19.1754
IT | RES_SH_BUR_COA_SO_E | RES_N2O | RES | 2007: 0.45914; 2010: 0.35318
IT | RES_SH_BUR_COA_SO_E | TOT_CO2 | RES | 2007: 24.928; 2010: 19.1754
IT | RES_SH_BUR_DST_MO_E | GWP_100 | RES | 2007: 362.3156; 2010: 263.5023
IT | RES_SH_BUR_DST_MO_E | RES_CH4 | RES | 2007: 6.3649; 2010: 4.629
IT | RES_SH_BUR_DST_MO_E | RES_CO2 | RES | 2007: 357.1595; 2010: 259.7523
IT | RES_SH_BUR_DST_MO_E | RES_N2O | RES | 2007: 16.2016; 2010: 11.783
IT | RES_SH_BUR_DST_MO_E | TOT_CO2 | RES | 2007: 357.1595; 2010: 259.7523
IT | RES_SH_BUR_DST_SN_E | GWP_100 | RES | 2007: 86.6781; 2010: 66.6755
IT | RES_SH_BUR_DST_SN_E | RES_CH4 | RES | 2007: 1.5227; 2010: 1.1713
IT | RES_SH_BUR_DST_SN_E | RES_CO2 | RES | 2007: 85.4446; 2010: 65.7266
IT | RES_SH_BUR_DST_SN_E | RES_N2O | RES | 2007: 3.876; 2010: 2.9815
IT | RES_SH_BUR_DST_SN_E | TOT_CO2 | RES | 2007: 85.4446; 2010: 65.7266
IT | RES_SH_BUR_DST_SO_E | GWP_100 | RES | 2007: 8079.003; 2010: 5934.2824
IT | RES_SH_BUR_DST_SO_E | RES_CH4 | RES | 2007: 141.9268; 2010: 104.2497
IT | RES_SH_BUR_DST_SO_E | RES_CO2 | RES | 2007: 7964.0294; 2010: 5849.8306
IT | RES_SH_BUR_DST_SO_E | RES_N2O | RES | 2007: 361.2682; 2010: 265.3629
IT | RES_SH_BUR_DST_SO_E | TOT_CO2 | RES | 2007: 7964.0294; 2010: 5849.8306
IT | RES_SH_BUR_HFO_MO_E | GWP_100 | RES | 2007: 16.5285; 2010: 16.9413
IT | RES_SH_BUR_HFO_MO_E | RES_CH4 | RES | 2007: 0.15189; 2010: 0.15568
IT | RES_SH_BUR_HFO_MO_E | RES_CO2 | RES | 2007: 16.3219; 2010: 16.7295
IT | RES_SH_BUR_HFO_MO_E | RES_N2O | RES | 2007: 0.65608; 2010: 0.67247
IT | RES_SH_BUR_HFO_MO_E | TOT_CO2 | RES | 2007: 16.3219; 2010: 16.7295
IT | RES_SH_BUR_HFO_SN_E | GWP_100 | RES | 2007: 4.4541; 2010: 3.4262
IT | RES_SH_BUR_HFO_SN_E | RES_CH4 | RES | 2007: 0.040931; 2010: 0.031486
IT | RES_SH_BUR_HFO_SN_E | RES_CO2 | RES | 2007: 4.3984; 2010: 3.3834
IT | RES_SH_BUR_HFO_SN_E | RES_N2O | RES | 2007: 0.1768; 2010: 0.136
IT | RES_SH_BUR_HFO_SN_E | TOT_CO2 | RES | 2007: 4.3984; 2010: 3.3834
IT | RES_SH_BUR_HFO_SO_E | GWP_100 | RES | 2007: 415.4102; 2010: 319.5463
IT | RES_SH_BUR_HFO_SO_E | RES_CH4 | RES | 2007: 3.8175; 2010: 2.9365
IT | RES_SH_BUR_HFO_SO_E | RES_CO2 | RES | 2007: 410.2183; 2010: 315.5526
IT | RES_SH_BUR_HFO_SO_E | RES_N2O | RES | 2007: 16.4893; 2010: 12.6841
IT | RES_SH_BUR_HFO_SO_E | TOT_CO2 | RES | 2007: 410.2183; 2010: 315.5526
IT | RES_SH_BUR_KER_MO_E | GWP_100 | RES | 2007: 2.6473; 2010: 1.9253
IT | RES_SH_BUR_KER_MO_E | RES_CH4 | RES | 2007: 0.19816; 2010: 0.14412
IT | RES_SH_BUR_KER_MO_E | RES_CO2 | RES | 2007: 2.5753; 2010: 1.873
IT | RES_SH_BUR_KER_MO_E | RES_N2O | RES | 2007: 0.21858; 2010: 0.15897
IT | RES_SH_BUR_KER_MO_E | TOT_CH4 | RES | 2007: 0.00019816; 2010: 0.00014412
IT | RES_SH_BUR_KER_MO_E | TOT_CO2 | RES | 2007: 2.5753; 2010: 1.873
IT | RES_SH_BUR_KER_MO_E | TOT_N2O | RES | 2007: 0.00021858; 2010: 0.00015897
IT | RES_SH_BUR_KER_SN_E | GWP_100 | RES | 2007: 0.49187; 2010: 0.35773
IT | RES_SH_BUR_KER_SN_E | RES_CH4 | RES | 2007: 0.036819; 2010: 0.026777
IT | RES_SH_BUR_KER_SN_E | RES_CO2 | RES | 2007: 0.47851; 2010: 0.34801
IT | RES_SH_BUR_KER_SN_E | RES_N2O | RES | 2007: 0.040614; 2010: 0.029537
IT | RES_SH_BUR_KER_SN_E | TOT_CH4 | RES | 2007: 3.6819e-05; 2010: 2.6777e-05
IT | RES_SH_BUR_KER_SN_E | TOT_CO2 | RES | 2007: 0.47851; 2010: 0.34801
IT | RES_SH_BUR_KER_SN_E | TOT_N2O | RES | 2007: 4.0614e-05; 2010: 2.9537e-05
IT | RES_SH_BUR_KER_SO_E | GWP_100 | RES | 2007: 51.4742; 2010: 37.4358
IT | RES_SH_BUR_KER_SO_E | RES_CH4 | RES | 2007: 3.853; 2010: 2.8022
IT | RES_SH_BUR_KER_SO_E | RES_CO2 | RES | 2007: 50.0757; 2010: 36.4187
IT | RES_SH_BUR_KER_SO_E | RES_N2O | RES | 2007: 4.2502; 2010: 3.0911
IT | RES_SH_BUR_KER_SO_E | TOT_CH4 | RES | 2007: 0.003853; 2010: 0.0028022
IT | RES_SH_BUR_KER_SO_E | TOT_CO2 | RES | 2007: 50.0757; 2010: 36.4187
IT | RES_SH_BUR_KER_SO_E | TOT_N2O | RES | 2007: 0.0042502; 2010: 0.0030911
IT | RES_SH_BUR_LPG_MO_E | GWP_100 | RES | 2007: 129.2005; 2010: 105.6627
IT | RES_SH_BUR_LPG_MO_E | RES_CH4 | RES | 2007: 10.2206; 2010: 8.3586
IT | RES_SH_BUR_LPG_MO_E | RES_CO2 | RES | 2007: 128.9225; 2010: 105.4353
IT | RES_SH_BUR_LPG_MO_E | RES_N2O | RES | 2007: 0.20441; 2010: 0.16717
IT | RES_SH_BUR_LPG_MO_E | TOT_CO2 | RES | 2007: 128.9225; 2010: 105.4353
IT | RES_SH_BUR_LPG_SN_E | GWP_100 | RES | 2007: 27.182; 2010: 20.9092
IT | RES_SH_BUR_LPG_SN_E | RES_CH4 | RES | 2007: 2.1503; 2010: 1.6541
IT | RES_SH_BUR_LPG_SN_E | RES_CO2 | RES | 2007: 27.1235; 2010: 20.8642
IT | RES_SH_BUR_LPG_SN_E | RES_N2O | RES | 2007: 0.043005; 2010: 0.033081
IT | RES_SH_BUR_LPG_SN_E | TOT_CO2 | RES | 2007: 27.1235; 2010: 20.8642
IT | RES_SH_BUR_LPG_SO_E | GWP_100 | RES | 2007: 2576.8966; 2010: 1982.2282
IT | RES_SH_BUR_LPG_SO_E | RES_CH4 | RES | 2007: 203.8491; 2010: 156.807
IT | RES_SH_BUR_LPG_SO_E | RES_CO2 | RES | 2007: 2571.3519; 2010: 1977.963
IT | RES_SH_BUR_LPG_SO_E | RES_N2O | RES | 2007: 4.077; 2010: 3.1361
IT | RES_SH_BUR_LPG_SO_E | TOT_CO2 | RES | 2007: 2571.3519; 2010: 1977.963
IT | RES_SH_BUR_NGA_MN_E | GWP_100 | RES | 2007: 33.4143; 2010: 25.7033
IT | RES_SH_BUR_NGA_MN_E | RES_CH4 | RES | 2007: 0.65132; 2010: 0.50101
IT | RES_SH_BUR_NGA_MN_E | RES_CO2 | RES | 2007: 33.2171; 2010: 25.5516
IT | RES_SH_BUR_NGA_MN_E | RES_N2O | RES | 2007: 0.59211; 2010: 0.45547
IT | RES_SH_BUR_NGA_MN_E | TOT_CO2 | RES | 2007: 33.2171; 2010: 25.5516
IT | RES_SH_BUR_NGA_MO_E | GWP_100 | RES | 2007: 1584.1796; 2010: 1273.7587
IT | RES_SH_BUR_NGA_MO_E | RES_CH4 | RES | 2007: 30.879; 2010: 24.8282
IT | RES_SH_BUR_NGA_MO_E | RES_CO2 | RES | 2007: 1574.8289; 2010: 1266.2403
IT | RES_SH_BUR_NGA_MO_E | RES_N2O | RES | 2007: 28.0718; 2010: 22.5711
IT | RES_SH_BUR_NGA_MO_E | TOT_CO2 | RES | 2007: 1574.8289; 2010: 1266.2403
IT | RES_SH_BUR_NGA_SN_E | GWP_100 | RES | 2007: 334.1852; 2010: 257.0655
IT | RES_SH_BUR_NGA_SN_E | RES_CH4 | RES | 2007: 6.514; 2010: 5.0107
IT | RES_SH_BUR_NGA_SN_E | RES_CO2 | RES | 2007: 332.2126; 2010: 255.5482
IT | RES_SH_BUR_NGA_SN_E | RES_N2O | RES | 2007: 5.9218; 2010: 4.5552
IT | RES_SH_BUR_NGA_SN_E | TOT_CO2 | RES | 2007: 332.2126; 2010: 255.5482
IT | RES_SH_BUR_NGA_SO_E | GWP_100 | RES | 2007: 31034.3599; 2010: 23872.5846
IT | RES_SH_BUR_NGA_SO_E | RES_CH4 | RES | 2007: 604.9251; 2010: 465.327
IT | RES_SH_BUR_NGA_SO_E | RES_CO2 | RES | 2007: 30851.1776; 2010: 23731.6751
IT | RES_SH_BUR_NGA_SO_E | RES_N2O | RES | 2007: 549.9319; 2010: 423.0245
IT | RES_SH_BUR_NGA_SO_E | TOT_CO2 | RES | 2007: 30851.1776; 2010: 23731.6751
IT | RES_SH_DST_COND_MN_N | GWP_100 | RES
IT | RES_SH_DST_COND_MN_N | RES_CH4 | RES
IT | RES_SH_DST_COND_MN_N | RES_CO2 | RES
IT | RES_SH_DST_COND_MN_N | RES_N2O | RES
IT | RES_SH_DST_COND_MN_N | TOT_CO2 | RES
IT | RES_SH_DST_COND_MO_N | GWP_100 | RES
IT | RES_SH_DST_COND_MO_N | RES_CH4 | RES
IT | RES_SH_DST_COND_MO_N | RES_CO2 | RES
IT | RES_SH_DST_COND_MO_N | RES_N2O | RES
IT | RES_SH_DST_COND_MO_N | TOT_CO2 | RES
IT | RES_SH_DST_COND_SN_N | GWP_100 | RES
IT | RES_SH_DST_COND_SN_N | RES_CH4 | RES
IT | RES_SH_DST_COND_SN_N | RES_CO2 | RES
IT | RES_SH_DST_COND_SN_N | RES_N2O | RES
IT | RES_SH_DST_COND_SN_N | TOT_CO2 | RES
IT | RES_SH_DST_COND_SO_N | GWP_100 | RES
IT | RES_SH_DST_COND_SO_N | RES_CH4 | RES
IT | RES_SH_DST_COND_SO_N | RES_CO2 | RES
IT | RES_SH_DST_COND_SO_N | RES_N2O | RES
IT | RES_SH_DST_COND_SO_N | TOT_CO2 | RES
IT | RES_SH_DST_MN_N | GWP_100 | RES
IT | RES_SH_DST_MN_N | RES_CH4 | RES
IT | RES_SH_DST_MN_N | RES_CO2 | RES
IT | RES_SH_DST_MN_N | RES_N2O | RES
IT | RES_SH_DST_MN_N | TOT_CO2 | RES
IT | RES_SH_DST_MO_N | GWP_100 | RES
IT | RES_SH_DST_MO_N | RES_CH4 | RES
IT | RES_SH_DST_MO_N | RES_CO2 | RES
IT | RES_SH_DST_MO_N | RES_N2O | RES
IT | RES_SH_DST_MO_N | TOT_CO2 | RES
IT | RES_SH_DST_SO_N | GWP_100 | RES |  |  | 2538.9576 | 2168.3128 | 465.9532 | 465.9532
IT | RES_SH_DST_SO_N | RES_CH4 | RES |  |  | 44.6028 | 38.0915 | 8.1856 | 8.1856
IT | RES_SH_DST_SO_N | RES_CO2 | RES |  |  | 2502.8253 | 2137.4552 | 459.3221 | 459.3221
IT | RES_SH_DST_SO_N | RES_N2O | RES |  |  | 113.5344 | 96.9603 | 20.836 | 20.836
IT | RES_SH_DST_SO_N | TOT_CO2 | RES |  |  | 2502.8253 | 2137.4552 | 459.3221 | 459.3221
IT | RES_SH_HP_NGA_MN_E | GWP_100 | RES | 2007: 0.33364; 2010: 0.25664
IT | RES_SH_HP_NGA_MN_E | RES_CH4 | RES | 2007: 0.0065033; 2010: 0.0050025
IT | RES_SH_HP_NGA_MN_E | RES_CO2 | RES | 2007: 0.33167; 2010: 0.25513
IT | RES_SH_HP_NGA_MN_E | RES_N2O | RES | 2007: 0.0059121; 2010: 0.0045477
IT | RES_SH_HP_NGA_MN_E | TOT_CO2 | RES | 2007: 0.33167; 2010: 0.25513
IT | RES_SH_HP_NGA_MO_E | GWP_100 | RES | 2007: 16.7145; 2010: 12.8573
IT | RES_SH_HP_NGA_MO_E | RES_CH4 | RES | 2007: 0.3258; 2010: 0.25062
IT | RES_SH_HP_NGA_MO_E | RES_CO2 | RES | 2007: 16.6158; 2010: 12.7814
IT | RES_SH_HP_NGA_MO_E | RES_N2O | RES | 2007: 0.29618; 2010: 0.22783
IT | RES_SH_HP_NGA_MO_E | TOT_CO2 | RES | 2007: 16.6158; 2010: 12.7814
IT | RES_SH_LPG_COND_MN_N | GWP_100 | RES
IT | RES_SH_LPG_COND_MN_N | RES_CH4 | RES
IT | RES_SH_LPG_COND_MN_N | RES_CO2 | RES
IT | RES_SH_LPG_COND_MN_N | RES_N2O | RES
IT | RES_SH_LPG_COND_MN_N | TOT_CO2 | RES
IT | RES_SH_LPG_COND_MO_N | GWP_100 | RES
IT | RES_SH_LPG_COND_MO_N | RES_CH4 | RES
IT | RES_SH_LPG_COND_MO_N | RES_CO2 | RES
IT | RES_SH_LPG_COND_MO_N | RES_N2O | RES
IT | RES_SH_LPG_COND_MO_N | TOT_CO2 | RES
IT | RES_SH_LPG_COND_SN_N | GWP_100 | RES | 2010: 887.1648; 2020: 834.7628
IT | RES_SH_LPG_COND_SN_N | RES_CH4 | RES | 2010: 70.1804; 2020: 66.0351
IT | RES_SH_LPG_COND_SN_N | RES_CO2 | RES | 2010: 885.2559; 2020: 832.9666
IT | RES_SH_LPG_COND_SN_N | RES_N2O | RES | 2010: 1.4036; 2020: 1.3207
IT | RES_SH_LPG_COND_SN_N | TOT_CO2 | RES | 2010: 885.2559; 2020: 832.9666
IT | RES_SH_LPG_COND_SO_N | GWP_100 | RES
IT | RES_SH_LPG_COND_SO_N | RES_CH4 | RES
IT | RES_SH_LPG_COND_SO_N | RES_CO2 | RES
IT | RES_SH_LPG_COND_SO_N | RES_N2O | RES
IT | RES_SH_LPG_COND_SO_N | TOT_CO2 | RES
IT | RES_SH_LPG_MN_N | GWP_100 | RES
IT | RES_SH_LPG_MN_N | RES_CH4 | RES
IT | RES_SH_LPG_MN_N | RES_CO2 | RES
IT | RES_SH_LPG_MN_N | RES_N2O | RES
IT | RES_SH_LPG_MN_N | TOT_CO2 | RES
IT | RES_SH_LPG_MO_N | GWP_100 | RES | 2010: 75.091; 2020: 55.214
IT | RES_SH_LPG_MO_N | RES_CH4 | RES | 2010: 5.9402; 2020: 4.3678
IT | RES_SH_LPG_MO_N | RES_CO2 | RES | 2010: 74.9294; 2020: 55.0952
IT | RES_SH_LPG_MO_N | RES_N2O | RES | 2010: 0.1188; 2020: 0.087356
IT | RES_SH_LPG_MO_N | TOT_CO2 | RES | 2010: 74.9294; 2020: 55.0952
IT | RES_SH_LPG_SO_N | GWP_100 | RES |  |  | 2756.9941 | 1722.5792 | 1722.5792 | 1722.5792
IT | RES_SH_LPG_SO_N | RES_CH4 | RES |  |  | 218.0959 | 136.2671 | 136.2671 | 136.2671
IT | RES_SH_LPG_SO_N | RES_CO2 | RES |  |  | 2751.0619 | 1718.8727 | 1718.8727 | 1718.8727
IT | RES_SH_LPG_SO_N | RES_N2O | RES |  |  | 4.3619 | 2.7253 | 2.7253 | 2.7253
IT | RES_SH_LPG_SO_N | TOT_CO2 | RES |  |  | 2751.0619 | 1718.8727 | 1718.8727 | 1718.8727
IT | RES_SH_NGA_COND_MN_N | GWP_100 | RES
IT | RES_SH_NGA_COND_MN_N | RES_CH4 | RES
IT | RES_SH_NGA_COND_MN_N | RES_CO2 | RES
IT | RES_SH_NGA_COND_MN_N | RES_N2O | RES
IT | RES_SH_NGA_COND_MN_N | TOT_CO2 | RES
IT | RES_SH_NGA_COND_MO_N | GWP_100 | RES
IT | RES_SH_NGA_COND_MO_N | RES_CH4 | RES
IT | RES_SH_NGA_COND_MO_N | RES_CO2 | RES
IT | RES_SH_NGA_COND_MO_N | RES_N2O | RES
IT | RES_SH_NGA_COND_MO_N | TOT_CO2 | RES
IT | RES_SH_NGA_COND_SN_N | GWP_100 | RES | 2020: 1679.4018; 2030: 1573.5607
IT | RES_SH_NGA_COND_SN_N | RES_CH4 | RES | 2020: 32.7351; 2030: 30.672
IT | RES_SH_NGA_COND_SN_N | RES_CO2 | RES | 2020: 1669.489; 2030: 1564.2726
IT | RES_SH_NGA_COND_SN_N | RES_N2O | RES | 2020: 29.7592; 2030: 27.8836
IT | RES_SH_NGA_COND_SN_N | TOT_CO2 | RES | 2020: 1669.489; 2030: 1564.2726
IT | RES_SH_NGA_COND_SO_N | GWP_100 | RES
IT | RES_SH_NGA_COND_SO_N | RES_CH4 | RES
IT | RES_SH_NGA_COND_SO_N | RES_CO2 | RES
IT | RES_SH_NGA_COND_SO_N | RES_N2O | RES
IT | RES_SH_NGA_COND_SO_N | TOT_CO2 | RES
IT | RES_SH_NGA_MN_N | GWP_100 | RES
IT | RES_SH_NGA_MN_N | RES_CH4 | RES
IT | RES_SH_NGA_MN_N | RES_CO2 | RES
IT | RES_SH_NGA_MN_N | RES_N2O | RES
IT | RES_SH_NGA_MN_N | TOT_CO2 | RES
IT | RES_SH_NGA_MO_N | GWP_100 | RES |  | 274.9778 | 879.2664 | 628.6756 | 858.461 | 858.461
IT | RES_SH_NGA_MO_N | RES_CH4 | RES |  | 5.3599 | 17.1388 | 12.2542 | 16.7332 | 16.7332
IT | RES_SH_NGA_MO_N | RES_CO2 | RES |  | 273.3548 | 874.0764 | 624.9649 | 853.3939 | 853.3939
IT | RES_SH_NGA_MO_N | RES_N2O | RES |  | 4.8726 | 15.5807 | 11.1402 | 15.212 | 15.212
IT | RES_SH_NGA_MO_N | TOT_CO2 | RES |  | 273.3548 | 874.0764 | 624.9649 | 853.3939 | 853.3939
IT | RES_SH_NGA_SO_N | GWP_100 | RES | 445.0375 | 11313.9991 | 28377.015 | 26714.4408 | 25375.879 | 23824.0286
IT | RES_SH_NGA_SO_N | RES_CH4 | RES | 8.6747 | 220.5337 | 553.1278 | 520.7207 | 494.6293 | 464.3805
IT | RES_SH_NGA_SO_N | RES_CO2 | RES | 442.4106 | 11247.2175 | 28209.5179 | 26556.7571 | 25226.0962 | 23683.4058
IT | RES_SH_NGA_SO_N | RES_N2O | RES | 7.8861 | 200.4852 | 502.8435 | 473.3825 | 449.663 | 422.1641
IT | RES_SH_NGA_SO_N | TOT_CO2 | RES | 442.4106 | 11247.2175 | 28209.5179 | 26556.7571 | 25226.0962 | 23683.4058
IT | RES_SH_SOL_DST_MO_N | GWP_100 | RES
IT | RES_SH_SOL_DST_MO_N | RES_CH4 | RES
IT | RES_SH_SOL_DST_MO_N | RES_CO2 | RES
IT | RES_SH_SOL_DST_MO_N | RES_N2O | RES
IT | RES_SH_SOL_DST_MO_N | TOT_CO2 | RES
IT | RES_SH_SOL_DST_SN_N | GWP_100 | RES
IT | RES_SH_SOL_DST_SN_N | RES_CH4 | RES
IT | RES_SH_SOL_DST_SN_N | RES_CO2 | RES
IT | RES_SH_SOL_DST_SN_N | RES_N2O | RES
IT | RES_SH_SOL_DST_SN_N | TOT_CO2 | RES
IT | RES_SH_SOL_DST_SO_N | GWP_100 | RES
IT | RES_SH_SOL_DST_SO_N | RES_CH4 | RES
IT | RES_SH_SOL_DST_SO_N | RES_CO2 | RES
IT | RES_SH_SOL_DST_SO_N | RES_N2O | RES
IT | RES_SH_SOL_DST_SO_N | TOT_CO2 | RES
IT | RES_SH_SOL_LPG_MO_N | GWP_100 | RES
IT | RES_SH_SOL_LPG_MO_N | RES_CH4 | RES
IT | RES_SH_SOL_LPG_MO_N | RES_CO2 | RES
IT | RES_SH_SOL_LPG_MO_N | RES_N2O | RES
IT | RES_SH_SOL_LPG_MO_N | TOT_CO2 | RES
IT | RES_SH_SOL_LPG_SN_N | GWP_100 | RES
IT | RES_SH_SOL_LPG_SN_N | RES_CH4 | RES
IT | RES_SH_SOL_LPG_SN_N | RES_CO2 | RES
IT | RES_SH_SOL_LPG_SN_N | RES_N2O | RES
IT | RES_SH_SOL_LPG_SN_N | TOT_CO2 | RES
IT | RES_SH_SOL_LPG_SO_N | GWP_100 | RES
IT | RES_SH_SOL_LPG_SO_N | RES_CH4 | RES
IT | RES_SH_SOL_LPG_SO_N | RES_CO2 | RES
IT | RES_SH_SOL_LPG_SO_N | RES_N2O | RES
IT | RES_SH_SOL_LPG_SO_N | TOT_CO2 | RES
IT | RES_SH_SOL_NGA_MO_N | GWP_100 | RES
IT | RES_SH_SOL_NGA_MO_N | RES_CH4 | RES
IT | RES_SH_SOL_NGA_MO_N | RES_CO2 | RES
IT | RES_SH_SOL_NGA_MO_N | RES_N2O | RES
IT | RES_SH_SOL_NGA_MO_N | TOT_CO2 | RES
IT | RES_SH_SOL_NGA_SN_N | GWP_100 | RES
IT | RES_SH_SOL_NGA_SN_N | RES_CH4 | RES
IT | RES_SH_SOL_NGA_SN_N | RES_CO2 | RES
IT | RES_SH_SOL_NGA_SN_N | RES_N2O | RES
IT | RES_SH_SOL_NGA_SN_N | TOT_CO2 | RES
IT | RES_SH_SOL_NGA_SO_N | GWP_100 | RES
IT | RES_SH_SOL_NGA_SO_N | RES_CH4 | RES
IT | RES_SH_SOL_NGA_SO_N | RES_CO2 | RES
IT | RES_SH_SOL_NGA_SO_N | RES_N2O | RES
IT | RES_SH_SOL_NGA_SO_N | TOT_CO2 | RES
IT | RES_SH_WPL_BIO_MN_N | GWP_100 | RES
IT | RES_SH_WPL_BIO_MN_N | RES_CH4 | RES
IT | RES_SH_WPL_BIO_MN_N | RES_CO2 | RES
IT | RES_SH_WPL_BIO_MN_N | RES_N2O | RES
IT | RES_SH_WPL_BIO_MN_N | TOT_CH4 | RES
IT | RES_SH_WPL_BIO_MO_N | GWP_100 | RES
IT | RES_SH_WPL_BIO_MO_N | RES_CH4 | RES
IT | RES_SH_WPL_BIO_MO_N | RES_CO2 | RES
IT | RES_SH_WPL_BIO_MO_N | RES_N2O | RES
IT | RES_SH_WPL_BIO_MO_N | TOT_CH4 | RES
IT | RES_SH_WPL_BIO_SN_N | GWP_100 | RES
IT | RES_SH_WPL_BIO_SN_N | RES_CH4 | RES
IT | RES_SH_WPL_BIO_SN_N | RES_CO2 | RES
IT | RES_SH_WPL_BIO_SN_N | RES_N2O | RES
IT | RES_SH_WPL_BIO_SN_N | TOT_CH4 | RES
IT | RES_SH_WPL_BIO_SO_N | GWP_100 | RES
IT | RES_SH_WPL_BIO_SO_N | RES_CH4 | RES
IT | RES_SH_WPL_BIO_SO_N | RES_CO2 | RES
IT | RES_SH_WPL_BIO_SO_N | RES_N2O | RES
IT | RES_SH_WPL_BIO_SO_N | TOT_CH4 | RES
IT | RES_SH_WST_BIO_MN_N | GWP_100 | RES | 6.7819 | 27.4578 | 68.1777 | 74.1494 | 75.1447 | 76.8865
IT | RES_SH_WST_BIO_MN_N | RES_CH4 | RES | 269.833 | 1092.4724 | 2712.6027 | 2950.203 | 2989.803 | 3059.1031
IT | RES_SH_WST_BIO_MN_N | RES_CO2 | RES | 8.9944e-05 | 0.00036416 | 0.0009042 | 0.0009834 | 0.0009966 | 0.0010197
IT | RES_SH_WST_BIO_MN_N | RES_N2O | RES | 3.5978 | 14.5663 | 36.168 | 39.336 | 39.864 | 40.788
IT | RES_SH_WST_BIO_MN_N | TOT_CH4 | RES | 0.26983 | 1.0925 | 2.7126 | 2.9502 | 2.9898 | 3.0591
IT | RES_SH_WST_BIO_MO_E | GWP_100 | RES | 2007: 62.1304; 2010: 50.9479
IT | RES_SH_WST_BIO_MO_E | RES_CH4 | RES | 2007: 2472; 2010: 2027.0769
IT | RES_SH_WST_BIO_MO_E | RES_CO2 | RES | 2007: 0.000824; 2010: 0.00067569
IT | RES_SH_WST_BIO_MO_E | RES_N2O | RES | 2007: 32.96; 2010: 27.0277
IT | RES_SH_WST_BIO_MO_E | TOT_CH4 | RES | 2007: 2.472; 2010: 2.0271
IT | RES_SH_WST_BIO_MO_N | GWP_100 | RES |  | 122.8055 | 191.0924 | 272.6551 | 209.8676 | 209.8676
IT | RES_SH_WST_BIO_MO_N | RES_CH4 | RES |  | 4886.0967 | 7603.0458 | 10848.2015 | 8350.0609 | 8350.0609
IT | RES_SH_WST_BIO_MO_N | RES_CO2 | RES |  | 0.0016287 | 0.0025343 | 0.0036161 | 0.0027834 | 0.0027834
IT | RES_SH_WST_BIO_MO_N | RES_N2O | RES |  | 65.148 | 101.3739 | 144.6427 | 111.3341 | 111.3341
IT | RES_SH_WST_BIO_MO_N | TOT_CH4 | RES |  | 4.8861 | 7.603 | 10.8482 | 8.3501 | 8.3501
IT | RES_SH_WST_BIO_SN_E | GWP_100 | RES | 2007: 13.3651; 2010: 10.2808
IT | RES_SH_WST_BIO_SN_E | RES_CH4 | RES | 2007: 531.7589; 2010: 409.0453
IT | RES_SH_WST_BIO_SN_E | RES_CO2 | RES | 2007: 0.00017725; 2010: 0.00013635
IT | RES_SH_WST_BIO_SN_E | RES_N2O | RES | 2007: 7.0901; 2010: 5.4539
IT | RES_SH_WST_BIO_SN_E | TOT_CH4 | RES | 2007: 0.53176; 2010: 0.40905
IT | RES_SH_WST_BIO_SN_N | GWP_100 | RES | 50.1697 | 377.0424 | 575.6814 | 907.4236 | 1326.1981 | 1349.7985
IT | RES_SH_WST_BIO_SN_N | RES_CH4 | RES | 1996.1147 | 15001.4874 | 22904.7908 | 36103.9088 | 52765.8021 | 53704.7986
IT | RES_SH_WST_BIO_SN_N | RES_CO2 | RES | 0.00066537 | 0.0050005 | 0.0076349 | 0.012035 | 0.017589 | 0.017902
IT | RES_SH_WST_BIO_SN_N | RES_N2O | RES | 26.6149 | 200.0198 | 305.3972 | 481.3855 | 703.544 | 716.064
IT | RES_SH_WST_BIO_SN_N | TOT_CH4 | RES | 1.9961 | 15.0015 | 22.9048 | 36.1039 | 52.7658 | 53.7048
IT | RES_SH_WST_BIO_SO_E | GWP_100 | RES | 2007: 1243.3674; 2010: 956.4364
IT | RES_SH_WST_BIO_SO_E | RES_CH4 | RES | 2007: 49470.1936; 2010: 38053.9951
IT | RES_SH_WST_BIO_SO_E | RES_CO2 | RES | 2007: 0.01649; 2010: 0.012685
IT | RES_SH_WST_BIO_SO_E | RES_N2O | RES | 2007: 659.6026; 2010: 507.3866
IT | RES_SH_WST_BIO_SO_E | TOT_CH4 | RES | 2007: 49.4702; 2010: 38.054
IT | RES_SH_WST_BIO_SO_N | GWP_100 | RES | 42.8181 | 499.1534 | 1158.6149 | 1647.8133 | 1772.5864 | 2093.1178
IT | RES_SH_WST_BIO_SO_N | RES_CH4 | RES | 1703.6166 | 19859.9519 | 46098.1256 | 65561.9935 | 70526.3744 | 83279.4444
IT | RES_SH_WST_BIO_SO_N | RES_CO2 | RES | 0.00056787 | 0.00662 | 0.015366 | 0.021854 | 0.023509 | 0.02776
IT | RES_SH_WST_BIO_SO_N | RES_N2O | RES | 22.7149 | 264.7994 | 614.6417 | 874.1599 | 940.3517 | 1110.3926
IT | RES_SH_WST_BIO_SO_N | TOT_CH4 | RES | 1.7036 | 19.86 | 46.0981 | 65.562 | 70.5264 | 83.2794
IT | RES_WH_BIO_E | GWP_100 | RES | 2007: 13.9865; 2010: 9.221
IT | RES_WH_BIO_E | RES_CH4 | RES | 2007: 556.4832; 2010: 366.88
IT | RES_WH_BIO_E | RES_CO2 | RES | 2007: 0.00018549; 2010: 0.00012229
IT | RES_WH_BIO_E | RES_N2O | RES | 2007: 7.4198; 2010: 4.8917
IT | RES_WH_BIO_E | TOT_CH4 | RES | 2007: 0.55648; 2010: 0.36688
IT | RES_WH_BIO_E | TOT_N2O | RES | 2007: 0.0074198; 2010: 0.0048917
IT | RES_WH_DST_COND_N | GWP_100 | RES
IT | RES_WH_DST_COND_N | RES_CH4 | RES
IT | RES_WH_DST_COND_N | RES_CO2 | RES
IT | RES_WH_DST_COND_N | RES_N2O | RES
IT | RES_WH_DST_COND_N | TOT_CO2 | RES
IT | RES_WH_DST_E | GWP_100 | RES | 2007: 538.8798; 2010: 355.314
IT | RES_WH_DST_E | RES_CH4 | RES | 2007: 9.4667; 2010: 6.2419
IT | RES_WH_DST_E | RES_CO2 | RES | 2007: 531.2109; 2010: 350.2574
IT | RES_WH_DST_E | RES_N2O | RES | 2007: 24.0971; 2010: 15.8886
IT | RES_WH_DST_E | TOT_CO2 | RES | 2007: 531.2109; 2010: 350.2574
IT | RES_WH_DST_N | GWP_100 | RES
IT | RES_WH_DST_N | RES_CH4 | RES
IT | RES_WH_DST_N | RES_CO2 | RES
IT | RES_WH_DST_N | RES_N2O | RES
IT | RES_WH_DST_N | TOT_CO2 | RES
IT | RES_WH_HFO_E | GWP_100 | RES | 2007: 20.5534; 2010: 17.1279; 2020: 5.7093
IT | RES_WH_HFO_E | RES_CH4 | RES | 2007: 0.18888; 2010: 0.1574; 2020: 0.052466
IT | RES_WH_HFO_E | RES_CO2 | RES | 2007: 20.2966; 2010: 16.9138; 2020: 5.6379
IT | RES_WH_HFO_E | RES_N2O | RES | 2007: 0.81585; 2010: 0.67987; 2020: 0.22662
IT | RES_WH_HFO_E | TOT_CO2 | RES | 2007: 20.2966; 2010: 16.9138; 2020: 5.6379
IT | RES_WH_LPG_COND_N | GWP_100 | RES
IT | RES_WH_LPG_COND_N | RES_CH4 | RES
IT | RES_WH_LPG_COND_N | RES_CO2 | RES
IT | RES_WH_LPG_COND_N | RES_N2O | RES
IT | RES_WH_LPG_COND_N | TOT_CO2 | RES
IT | RES_WH_LPG_E | GWP_100 | RES | 2007: 343.7201; 2010: 226.6052; 2020: 95.4778
IT | RES_WH_LPG_E | RES_CH4 | RES | 2007: 27.1905; 2010: 17.9259; 2020: 7.5529
IT | RES_WH_LPG_E | RES_CO2 | RES | 2007: 342.9805; 2010: 226.1176; 2020: 95.2724
IT | RES_WH_LPG_E | RES_N2O | RES | 2007: 0.54381; 2010: 0.35852; 2020: 0.15106
IT | RES_WH_LPG_E | TOT_CO2 | RES | 2007: 342.9805; 2010: 226.1176; 2020: 95.2724
IT | RES_WH_LPG_N | GWP_100 | RES | 2020: 100.3808
IT | RES_WH_LPG_N | RES_CH4 | RES | 2020: 7.9408
IT | RES_WH_LPG_N | RES_CO2 | RES | 2020: 100.1648
IT | RES_WH_LPG_N | RES_N2O | RES | 2020: 0.15882
IT | RES_WH_LPG_N | TOT_CO2 | RES | 2020: 100.1648
IT | RES_WH_NGA_COND_N | GWP_100 | RES
IT | RES_WH_NGA_COND_N | RES_CH4 | RES
IT | RES_WH_NGA_COND_N | RES_CO2 | RES
IT | RES_WH_NGA_COND_N | RES_N2O | RES
IT | RES_WH_NGA_COND_N | TOT_CO2 | RES
IT | RES_WH_NGA_E | GWP_100 | RES | 2007: 2751.7908; 2010: 2293.159
IT | RES_WH_NGA_E | RES_CH4 | RES | 2007: 53.6382; 2010: 44.6985
IT | RES_WH_NGA_E | RES_CO2 | RES | 2007: 2735.5482; 2010: 2279.6235
IT | RES_WH_NGA_E | RES_N2O | RES | 2007: 48.762; 2010: 40.635
IT | RES_WH_NGA_E | TOT_CO2 | RES | 2007: 2735.5482; 2010: 2279.6235
IT | RES_WH_NGA_N | GWP_100 | RES | 38.4151 | 434.8387 | 2995.9916 | 3349.1962 | 3594.9551 | 3652.4096
IT | RES_WH_NGA_N | RES_CH4 | RES | 0.74879 | 8.4759 | 58.3982 | 65.2829 | 70.0732 | 71.1932
IT | RES_WH_NGA_N | RES_CO2 | RES | 38.1884 | 432.272 | 2978.3076 | 3329.4274 | 3573.7356 | 3630.8511
IT | RES_WH_NGA_N | RES_N2O | RES | 0.68072 | 7.7054 | 53.0893 | 59.3481 | 63.703 | 64.7211
IT | RES_WH_NGA_N | TOT_CO2 | RES | 38.1884 | 432.272 | 2978.3076 | 3329.4274 | 3573.7356 | 3630.8511
IT | RES_WH_WPL_BIO_N | GWP_100 | RES
IT | RES_WH_WPL_BIO_N | RES_CH4 | RES
IT | RES_WH_WPL_BIO_N | RES_CO2 | RES
IT | RES_WH_WPL_BIO_N | RES_N2O | RES
IT | RES_WH_WPL_BIO_N | TOT_CH4 | RES
IT | SF_DSTKER_DAC | TOT_CO2 | CCUS
IT | SF_MEOH_DAC | TOT_CO2 | CCUS
IT | TRA_AVI_DOM_E | GWP_100 | TRA | 2007: 2129.2543; 2010: 1637.888
IT | TRA_AVI_DOM_E | TOT_CH4 | TRA | 2007: 0.19178; 2010: 0.14753
IT | TRA_AVI_DOM_E | TOT_CO2 | TRA | 2007: 2070.3022; 2010: 1592.5402
IT | TRA_AVI_DOM_E | TOT_N2O | TRA | 2007: 0.17718; 2010: 0.13629
IT | TRA_AVI_DOM_E | TRA_CH4 | TRA | 2007: 191.7846; 2010: 147.5266
IT | TRA_AVI_DOM_E | TRA_CO2 | TRA | 2007: 2070.3022; 2010: 1592.5402
IT | TRA_AVI_DOM_E | TRA_N2O | TRA | 2007: 177.1763; 2010: 136.2895
IT | TRA_AVI_DOM_JTK_N | GWP_100 | TRA | 485.4421 | 1117.3785 | 1362.9719 | 4882.4268 | 4491.2008 | 5275.3764
IT | TRA_AVI_DOM_JTK_N | TOT_CH4 | TRA | 0.03652 | 0.084061 | 0.10254 | 0.36731 | 0.33788 | 0.39687
IT | TRA_AVI_DOM_JTK_N | TOT_CO2 | TRA | 472.1869 | 1086.8682 | 1325.7557 | 4749.111 | 4368.5674 | 5131.331
IT | TRA_AVI_DOM_JTK_N | TOT_N2O | TRA | 0.040284 | 0.092726 | 0.11311 | 0.40517 | 0.3727 | 0.43778
IT | TRA_AVI_DOM_JTK_N | TRA_CH4 | TRA | 36.5202 | 84.0613 | 102.5375 | 367.3089 | 337.8766 | 396.8708
IT | TRA_AVI_DOM_JTK_N | TRA_CO2 | TRA | 472.1869 | 1086.8682 | 1325.7557 | 4749.111 | 4368.5674 | 5131.331
IT | TRA_AVI_DOM_JTK_N | TRA_N2O | TRA | 40.2845 | 92.7258 | 113.1064 | 405.1689 | 372.703 | 437.7779
IT | TRA_AVI_INT_E | GWP_100 | TRA | 2007: 8886.6829; 2010: 6835.9099
IT | TRA_AVI_INT_E | TOT_CH4 | TRA | 2007: 0.66855; 2010: 0.51427
IT | TRA_AVI_INT_E | TOT_CO2 | TRA | 2007: 8644.0299; 2010: 6649.2537
IT | TRA_AVI_INT_E | TOT_N2O | TRA | 2007: 0.73746; 2010: 0.56728
IT | TRA_AVI_INT_E | TRA_CH4 | TRA | 2007: 668.5522; 2010: 514.271
IT | TRA_AVI_INT_E | TRA_CO2 | TRA | 2007: 8644.0299; 2010: 6649.2537
IT | TRA_AVI_INT_E | TRA_N2O | TRA | 2007: 737.4627; 2010: 567.279
IT | TRA_AVI_INT_JTK_N | GWP_100 | TRA | 2023.4176 | 4000.3482 | 9375.6847 | 19835.9539 | 24356.0938 | 27647.4579
IT | TRA_AVI_INT_JTK_N | TOT_CH4 | TRA | 0.15222 | 0.30095 | 0.70534 | 1.4923 | 1.8323 | 2.0799
IT | TRA_AVI_INT_JTK_N | TOT_CO2 | TRA | 1968.1677 | 3891.1177 | 9119.6793 | 19294.3284 | 23691.0448 | 26892.5373
IT | TRA_AVI_INT_JTK_N | TOT_N2O | TRA | 0.16791 | 0.33197 | 0.77804 | 1.6461 | 2.0212 | 2.2943
IT | TRA_AVI_INT_JTK_N | TRA_CH4 | TRA | 152.2233 | 300.9494 | 705.3402 | 1492.2746 | 1832.3284 | 2079.9403
IT | TRA_AVI_INT_JTK_N | TRA_CO2 | TRA | 1968.1677 | 3891.1177 | 9119.6793 | 19294.3284 | 23691.0448 | 26892.5373
IT | TRA_AVI_INT_JTK_N | TRA_N2O | TRA | 167.9136 | 331.9695 | 778.0426 | 1646.0896 | 2021.194 | 2294.3284
IT | TRA_FT_DST_N | GWP_100 | TRA | -295.7093 | -2714.6823 | -3981.8726 | -6812.219 | -7768.7085 | -7785.6616
IT | TRA_FT_DST_N | TOT_CO2 | TRA | -295.7093 | -2714.6823 | -3981.8726 | -6812.219 | -7768.7085 | -7785.6616
IT | TRA_FT_DST_N | TRA_CO2 | TRA | -295.7093 | -2714.6823 | -3981.8726 | -6812.219 | -7768.7085 | -7785.6616
IT | TRA_FT_GSL_N | GWP_100 | TRA |  | -242.2728 | -63.756 | -555.3785 | -1046.661 | -1534.302
IT | TRA_FT_GSL_N | TOT_CO2 | TRA |  | -242.2728 | -63.756 | -555.3785 | -1046.661 | -1534.302
IT | TRA_FT_GSL_N | TRA_CO2 | TRA |  | -242.2728 | -63.756 | -555.3785 | -1046.661 | -1534.302
IT | TRA_FT_NGA_N | GWP_100 | TRA | 2010: 0; 2020: 0; 2030: 0
IT | TRA_FT_NGA_N | TOT_CO2 | TRA | 2010: 0; 2020: 0; 2030: 0
IT | TRA_FT_NGA_N | TRA_CO2 | TRA | 2010: 0; 2020: 0; 2030: 0
IT | TRA_NAV_DOM_DST_N | GWP_100 | TRA | 2007: 16.8061
IT | TRA_NAV_DOM_DST_N | TOT_CH4 | TRA | 2007: 0.00029524
IT | TRA_NAV_DOM_DST_N | TOT_CO2 | TRA | 2007: 16.5669
IT | TRA_NAV_DOM_DST_N | TOT_N2O | TRA | 2007: 0.00075152
IT | TRA_NAV_DOM_DST_N | TRA_CH4 | TRA | 2007: 0.29524
IT | TRA_NAV_DOM_DST_N | TRA_CO2 | TRA | 2007: 16.5669
IT | TRA_NAV_DOM_DST_N | TRA_N2O | TRA | 2007: 0.75152
IT | TRA_NAV_DOM_DUAL_N | GWP_100 | TRA | 2030: 140.3525
IT | TRA_NAV_DOM_DUAL_N | TOT_CH4 | TRA | 2030: 0.0071562
IT | TRA_NAV_DOM_DUAL_N | TOT_CO2 | TRA | 2030: 137.3827
IT | TRA_NAV_DOM_DUAL_N | TOT_N2O | TRA | 2030: 0.0090952
IT | TRA_NAV_DOM_DUAL_N | TRA_CH4 | TRA | 2030: 7.1562
IT | TRA_NAV_DOM_DUAL_N | TRA_CO2 | TRA | 2030: 137.3827
IT | TRA_NAV_DOM_DUAL_N | TRA_N2O | TRA | 2030: 9.0952
IT | TRA_NAV_DOM_E | GWP_100 | TRA | 2007: 770.7557; 2010: 534.2688
IT | TRA_NAV_DOM_E | TOT_CH4 | TRA | 2007: 0.010503; 2010: 0.0069806
IT | TRA_NAV_DOM_E | TOT_CO2 | TRA | 2007: 760.4153; 2010: 527.1631
IT | TRA_NAV_DOM_E | TOT_N2O | TRA | 2007: 0.032645; 2010: 0.022449
IT | TRA_NAV_DOM_E | TRA_CH4 | TRA | 2007: 10.5026; 2010: 6.9806
IT | TRA_NAV_DOM_E | TRA_CO2 | TRA | 2007: 760.4153; 2010: 527.1631
IT | TRA_NAV_DOM_E | TRA_N2O | TRA | 2007: 32.6447; 2010: 22.4489
IT | TRA_NAV_DOM_HFO_N | GWP_100 | TRA |  | 235.8175 | 733.5002 | 582.733 |  | 75.5401
IT | TRA_NAV_DOM_HFO_N | TOT_CH4 | TRA |  | 0.0021671 | 0.0067406 | 0.0053551 |  | 0.00069418
IT | TRA_NAV_DOM_HFO_N | TOT_CO2 | TRA |  | 232.8702 | 724.3328 | 575.45 |  | 74.596
IT | TRA_NAV_DOM_HFO_N | TOT_N2O | TRA |  | 0.0093606 | 0.029116 | 0.023131 |  | 0.0029985
IT | TRA_NAV_DOM_HFO_N | TRA_CH4 | TRA |  | 2.1671 | 6.7406 | 5.3551 |  | 0.69418
IT | TRA_NAV_DOM_HFO_N | TRA_CO2 | TRA |  | 232.8702 | 724.3328 | 575.45 |  | 74.596
IT | TRA_NAV_DOM_HFO_N | TRA_N2O | TRA |  | 9.3606 | 29.1156 | 23.1311 |  | 2.9985
IT | TRA_NAV_DOM_MET_FCELL_N | GWP_100 | TRA
IT | TRA_NAV_DOM_MET_FCELL_N | TOT_CH4 | TRA
IT | TRA_NAV_DOM_MET_FCELL_N | TOT_CO2 | TRA
IT | TRA_NAV_DOM_MET_FCELL_N | TOT_N2O | TRA
IT | TRA_NAV_DOM_MET_FCELL_N | TRA_CH4 | TRA
IT | TRA_NAV_DOM_MET_FCELL_N | TRA_CO2 | TRA
IT | TRA_NAV_DOM_MET_FCELL_N | TRA_N2O | TRA
IT | TRA_NAV_DOM_MET_ICE_N | GWP_100 | TRA | 2040: 58.4698
IT | TRA_NAV_DOM_MET_ICE_N | TOT_CH4 | TRA | 2040: 0.0056596
IT | TRA_NAV_DOM_MET_ICE_N | TOT_CO2 | TRA | 2040: 56.6776
IT | TRA_NAV_DOM_MET_ICE_N | TOT_N2O | TRA | 2040: 0.0053979
IT | TRA_NAV_DOM_MET_ICE_N | TRA_CH4 | TRA | 2040: 5.6596
IT | TRA_NAV_DOM_MET_ICE_N | TRA_CO2 | TRA | 2040: 56.6776
IT | TRA_NAV_DOM_MET_ICE_N | TRA_N2O | TRA | 2040: 5.3979
IT | TRA_NAV_INT_DST_N | GWP_100 | TRA | 2007: 1012.6497; 2020: 1189.2131
IT | TRA_NAV_INT_DST_N | TOT_CH4 | TRA | 2007: 0.01779; 2020: 0.020891
IT | TRA_NAV_INT_DST_N | TOT_CO2 | TRA | 2007: 998.2385; 2020: 1172.2892
IT | TRA_NAV_INT_DST_N | TOT_N2O | TRA | 2007: 0.045283; 2020: 0.053178
IT | TRA_NAV_INT_DST_N | TRA_CH4 | TRA | 2007: 17.7896; 2020: 20.8913
IT | TRA_NAV_INT_DST_N | TRA_CO2 | TRA | 2007: 998.2385; 2020: 1172.2892
IT | TRA_NAV_INT_DST_N | TRA_N2O | TRA | 2007: 45.2826; 2020: 53.178
IT | TRA_NAV_INT_DUAL_N | GWP_100 | TRA
IT | TRA_NAV_INT_DUAL_N | TOT_CH4 | TRA
IT | TRA_NAV_INT_DUAL_N | TOT_CO2 | TRA
IT | TRA_NAV_INT_DUAL_N | TOT_N2O | TRA
IT | TRA_NAV_INT_DUAL_N | TRA_CH4 | TRA
IT | TRA_NAV_INT_DUAL_N | TRA_CO2 | TRA
IT | TRA_NAV_INT_DUAL_N | TRA_N2O | TRA
IT | TRA_NAV_INT_E | GWP_100 | TRA | 2007: 10345.8004; 2010: 7782.7854
IT | TRA_NAV_INT_E | TOT_CH4 | TRA | 2007: 0.099239; 2010: 0.074654
IT | TRA_NAV_INT_E | TOT_CO2 | TRA | 2007: 10215.6356; 2010: 7684.8669
IT | TRA_NAV_INT_E | TOT_N2O | TRA | 2007: 0.41316; 2010: 0.31081
IT | TRA_NAV_INT_E | TRA_CH4 | TRA | 2007: 99.2387; 2010: 74.6538
IT | TRA_NAV_INT_E | TRA_CO2 | TRA | 2007: 10215.6356; 2010: 7684.8669
IT | TRA_NAV_INT_E | TRA_N2O | TRA | 2007: 413.1639; 2010: 310.8088
IT | TRA_NAV_INT_HFO_N | GWP_100 | TRA |  | 3005.3892 | 8677.4157 | 4698.4056 |  | 5351.7042
IT | TRA_NAV_INT_HFO_N | TOT_CH4 | TRA |  | 0.027618 | 0.079742 | 0.043177 |  | 0.04918
IT | TRA_NAV_INT_HFO_N | TOT_CO2 | TRA |  | 2967.8274 | 8568.9641 | 4639.6843 |  | 5284.8178
IT | TRA_NAV_INT_HFO_N | TOT_N2O | TRA |  | 0.1193 | 0.34444 | 0.1865 |  | 0.21243
IT | TRA_NAV_INT_HFO_N | TRA_CH4 | TRA |  | 27.6184 | 79.7422 | 43.1766 |  | 49.1802
IT | TRA_NAV_INT_HFO_N | TRA_CO2 | TRA |  | 2967.8274 | 8568.9641 | 4639.6843 |  | 5284.8178
IT | TRA_NAV_INT_HFO_N | TRA_N2O | TRA |  | 119.2961 | 344.442 | 186.4989 |  | 212.431
IT | TRA_NAV_INT_MET_N | GWP_100 | TRA
IT | TRA_NAV_INT_MET_N | TOT_CH4 | TRA
IT | TRA_NAV_INT_MET_N | TOT_CO2 | TRA
IT | TRA_NAV_INT_MET_N | TOT_N2O | TRA
IT | TRA_NAV_INT_MET_N | TRA_CH4 | TRA
IT | TRA_NAV_INT_MET_N | TRA_CO2 | TRA
IT | TRA_NAV_INT_MET_N | TRA_N2O | TRA
IT | TRA_RAIL_FRG_DST_N | GWP_100 | TRA | 2030: 770.842; 2040: 776.69; 2050: 776.69
IT | TRA_RAIL_FRG_DST_N | TOT_CH4 | TRA | 2030: 0.013542; 2040: 0.013644; 2050: 0.013644
IT | TRA_RAIL_FRG_DST_N | TOT_CO2 | TRA | 2030: 759.872; 2040: 765.6367; 2050: 765.6367
IT | TRA_RAIL_FRG_DST_N | TOT_N2O | TRA | 2030: 0.03447; 2040: 0.034731; 2050: 0.034731
IT | TRA_RAIL_FRG_DST_N | TRA_CH4 | TRA | 2030: 13.5417; 2040: 13.6444; 2050: 13.6444
IT | TRA_RAIL_FRG_DST_N | TRA_CO2 | TRA | 2030: 759.872; 2040: 765.6367; 2050: 765.6367
IT | TRA_RAIL_FRG_DST_N | TRA_N2O | TRA | 2030: 34.4697; 2040: 34.7312; 2050: 34.7312
IT | TRA_RAIL_FRG_E | GWP_100 | TRA | 2007: 238.6896; 2010: 168.8697
IT | TRA_RAIL_FRG_E | TOT_CH4 | TRA | 2007: 0.0041931; 2010: 0.0029666
IT | TRA_RAIL_FRG_E | TOT_CO2 | TRA | 2007: 235.2927; 2010: 166.4664
IT | TRA_RAIL_FRG_E | TOT_N2O | TRA | 2007: 0.010673; 2010: 0.0075513
IT | TRA_RAIL_FRG_E | TRA_CH4 | TRA | 2007: 4.1931; 2010: 2.9666
IT | TRA_RAIL_FRG_E | TRA_CO2 | TRA | 2007: 235.2927; 2010: 166.4664
IT | TRA_RAIL_FRG_E | TRA_N2O | TRA | 2007: 10.6735; 2010: 7.5513
IT | TRA_RAIL_PAS_DST_N | GWP_100 | TRA |  |  | 330.0227 | 653.6052 | 639.6787 | 621.5251
IT | TRA_RAIL_PAS_DST_N | TOT_CH4 | TRA |  |  | 0.0057976 | 0.011482 | 0.011237 | 0.010919
IT | TRA_RAIL_PAS_DST_N | TOT_CO2 | TRA |  |  | 325.3261 | 644.3036 | 630.5753 | 612.6801
IT | TRA_RAIL_PAS_DST_N | TOT_N2O | TRA |  |  | 0.014758 | 0.029227 | 0.028604 | 0.027793
IT | TRA_RAIL_PAS_DST_N | TRA_CH4 | TRA |  |  | 5.7976 | 11.4821 | 11.2375 | 10.9186
IT | TRA_RAIL_PAS_DST_N | TRA_CO2 | TRA |  |  | 325.3261 | 644.3036 | 630.5753 | 612.6801
IT | TRA_RAIL_PAS_DST_N | TRA_N2O | TRA |  |  | 14.7576 | 29.2272 | 28.6045 | 27.7927
IT | TRA_RAIL_PAS_E | GWP_100 | TRA | 2007: 117.1664; 2010: 82.8936
IT | TRA_RAIL_PAS_E | TOT_CH4 | TRA | 2007: 0.0020583; 2010: 0.0014562
IT | TRA_RAIL_PAS_E | TOT_CO2 | TRA | 2007: 115.499; 2010: 81.714
IT | TRA_RAIL_PAS_E | TOT_N2O | TRA | 2007: 0.0052393; 2010: 0.0037067
IT | TRA_RAIL_PAS_E | TRA_CH4 | TRA | 2007: 2.0583; 2010: 1.4562
IT | TRA_RAIL_PAS_E | TRA_CO2 | TRA | 2007: 115.499; 2010: 81.714
IT | TRA_RAIL_PAS_E | TRA_N2O | TRA | 2007: 5.2393; 2010: 3.7067
IT | TRA_ROA_2WH_DST_N | GWP_100 | TRA
IT | TRA_ROA_2WH_DST_N | TOT_CO2 | TRA
IT | TRA_ROA_2WH_DST_N | TRA_CH4 | TRA
IT | TRA_ROA_2WH_DST_N | TRA_CO2 | TRA
IT | TRA_ROA_2WH_DST_N | TRA_N2O | TRA
IT | TRA_ROA_2WH_FULHYB_N | GWP_100 | TRA
IT | TRA_ROA_2WH_FULHYB_N | TOT_CO2 | TRA
IT | TRA_ROA_2WH_FULHYB_N | TRA_CH4 | TRA
IT | TRA_ROA_2WH_FULHYB_N | TRA_CO2 | TRA
IT | TRA_ROA_2WH_FULHYB_N | TRA_N2O | TRA
IT | TRA_ROA_2WH_GSL_N | GWP_100 | TRA | 482.7705 | 1328.9252 | 4775.1904 | 4682.4677 | 4401.8508 | 4228.3269
IT | TRA_ROA_2WH_GSL_N | TOT_CO2 | TRA | 467.9728 | 1288.1916 | 4628.8234 | 4538.9428 | 4266.9272 | 4098.7222
IT | TRA_ROA_2WH_GSL_N | TRA_CH4 | TRA | 46.7298 | 128.6333 | 462.2144 | 453.2393 | 426.077 | 409.2808
IT | TRA_ROA_2WH_GSL_N | TRA_CO2 | TRA | 467.9728 | 1288.1916 | 4628.8234 | 4538.9428 | 4266.9272 | 4098.7222
IT | TRA_ROA_2WH_GSL_N | TRA_N2O | TRA | 44.5688 | 122.6849 | 440.8403 | 432.2803 | 406.374 | 390.3545
IT | TRA_ROA_BUS_DST_E | GWP_100 | TRA | 2007: 4739.5571; 2010: 3645.8132
IT | TRA_ROA_BUS_DST_E | TOT_CH4 | TRA | 2007: 0.083262; 2010: 0.064047
IT | TRA_ROA_BUS_DST_E | TOT_CO2 | TRA | 2007: 4672.1077; 2010: 3593.929
IT | TRA_ROA_BUS_DST_E | TOT_N2O | TRA | 2007: 0.21194; 2010: 0.16303
IT | TRA_ROA_BUS_DST_E | TRA_CH4 | TRA | 2007: 83.2615; 2010: 64.0473
IT | TRA_ROA_BUS_DST_E | TRA_CO2 | TRA | 2007: 4672.1077; 2010: 3593.929
IT | TRA_ROA_BUS_DST_E | TRA_N2O | TRA | 2007: 211.9385; 2010: 163.0296
IT | TRA_ROA_BUS_DST_N | GWP_100 | TRA | 2007: 458.3354; 2010: 1232.7406; 2020: 478.8697
IT | TRA_ROA_BUS_DST_N | TOT_CH4 | TRA | 2007: 0.0080517; 2010: 0.021656; 2020: 0.0084125
IT | TRA_ROA_BUS_DST_N | TOT_CO2 | TRA | 2007: 451.8128; 2010: 1215.1973; 2020: 472.0548
IT | TRA_ROA_BUS_DST_N | TOT_N2O | TRA | 2007: 0.020495; 2010: 0.055124; 2020: 0.021414
IT | TRA_ROA_BUS_DST_N | TRA_CH4 | TRA | 2007: 8.0517; 2010: 21.656; 2020: 8.4125
IT | TRA_ROA_BUS_DST_N | TRA_CO2 | TRA | 2007: 451.8128; 2010: 1215.1973; 2020: 472.0548
IT | TRA_ROA_BUS_DST_N | TRA_N2O | TRA | 2007: 20.4954; 2010: 55.1244; 2020: 21.4136
IT | TRA_ROA_BUS_GSL_N | GWP_100 | TRA
IT | TRA_ROA_BUS_GSL_N | TOT_CH4 | TRA
IT | TRA_ROA_BUS_GSL_N | TOT_CO2 | TRA
IT | TRA_ROA_BUS_GSL_N | TOT_N2O | TRA
IT | TRA_ROA_BUS_GSL_N | TRA_CH4 | TRA
IT | TRA_ROA_BUS_GSL_N | TRA_CO2 | TRA
IT | TRA_ROA_BUS_GSL_N | TRA_N2O | TRA
IT | TRA_ROA_BUS_LPG_N | GWP_100 | TRA
IT | TRA_ROA_BUS_LPG_N | TOT_CH4 | TRA
IT | TRA_ROA_BUS_LPG_N | TOT_CO2 | TRA
IT | TRA_ROA_BUS_LPG_N | TRA_CH4 | TRA
IT | TRA_ROA_BUS_LPG_N | TRA_CO2 | TRA
IT | TRA_ROA_BUS_LPG_N | TRA_N2O | TRA
IT | TRA_ROA_BUS_NGA_E | GWP_100 | TRA | 2007: 51.9779; 2010: 39.983
IT | TRA_ROA_BUS_NGA_E | TOT_CH4 | TRA | 2007: 0.0010132; 2010: 0.00077935
IT | TRA_ROA_BUS_NGA_E | TOT_CO2 | TRA | 2007: 51.6711; 2010: 39.747
IT | TRA_ROA_BUS_NGA_E | TOT_N2O | TRA | 2007: 0.00092105; 2010: 0.0007085
IT | TRA_ROA_BUS_NGA_E | TRA_CH4 | TRA | 2007: 1.0132; 2010: 0.77935
IT | TRA_ROA_BUS_NGA_E | TRA_CO2 | TRA | 2007: 51.6711; 2010: 39.747
IT | TRA_ROA_BUS_NGA_E | TRA_N2O | TRA | 2007: 0.92105; 2010: 0.7085
IT | TRA_ROA_BUS_NGA_N | GWP_100 | TRA
IT | TRA_ROA_BUS_NGA_N | TOT_CH4 | TRA
IT | TRA_ROA_BUS_NGA_N | TOT_CO2 | TRA
IT | TRA_ROA_BUS_NGA_N | TOT_N2O | TRA
IT | TRA_ROA_BUS_NGA_N | TRA_CH4 | TRA
IT | TRA_ROA_BUS_NGA_N | TRA_CO2 | TRA
IT | TRA_ROA_BUS_NGA_N | TRA_N2O | TRA
IT | TRA_ROA_BUS_PLGHYB_N | GWP_100 | TRA |  |  | 1913.8141 | 2247.3257 | 2280.8358 | 2375.3445
IT | TRA_ROA_BUS_PLGHYB_N | TOT_CH4 | TRA |  |  | 0.033621 | 0.03948 | 0.040068 | 0.041729
IT | TRA_ROA_BUS_PLGHYB_N | TOT_CO2 | TRA |  |  | 1886.5783 | 2215.3436 | 2248.3769 | 2341.5406
IT | TRA_ROA_BUS_PLGHYB_N | TOT_N2O | TRA |  |  | 0.08558 | 0.10049 | 0.10199 | 0.10622
IT | TRA_ROA_BUS_PLGHYB_N | TRA_CH4 | TRA |  |  | 33.6207 | 39.4796 | 40.0683 | 41.7285
IT | TRA_ROA_BUS_PLGHYB_N | TRA_CO2 | TRA |  |  | 1886.5783 | 2215.3436 | 2248.3769 | 2341.5406
IT | TRA_ROA_BUS_PLGHYB_N | TRA_N2O | TRA |  |  | 85.5799 | 100.4935 | 101.992 | 106.2181
IT | TRA_ROA_CAR_DST_E | GWP_100 | TRA | 2007: 20756.7182; 2010: 15966.7063
IT | TRA_ROA_CAR_DST_E | TOT_CO2 | TRA | 2007: 20461.326; 2010: 15739.4815
IT | TRA_ROA_CAR_DST_E | TRA_CH4 | TRA | 2007: 364.6409; 2010: 280.493
IT | TRA_ROA_CAR_DST_E | TRA_CO2 | TRA | 2007: 20461.326; 2010: 15739.4815
IT | TRA_ROA_CAR_DST_E | TRA_N2O | TRA | 2007: 928.1768; 2010: 713.9822
IT | TRA_ROA_CAR_DST_N | GWP_100 | TRA | 2873.2331 | 12446.2046 | 23853.8817 | 17745.2337 | 8965.6795 | 2516.7623
IT | TRA_ROA_CAR_DST_N | TOT_CO2 | TRA | 2832.3436 | 12269.0806 | 23514.4132 | 17492.6983 | 8838.0874 | 2480.9458
IT | TRA_ROA_CAR_DST_N | TRA_CH4 | TRA | 50.4751 | 218.647 | 419.0499 | 311.737 | 157.5034 | 44.2129
IT | TRA_ROA_CAR_DST_N | TRA_CO2 | TRA | 2832.3436 | 12269.0806 | 23514.4132 | 17492.6983 | 8838.0874 | 2480.9458
IT | TRA_ROA_CAR_DST_N | TRA_N2O | TRA | 128.4822 | 556.5561 | 1066.6724 | 793.5124 | 400.9177 | 112.5419
IT | TRA_ROA_CAR_FULHYB_N | GWP_100 | TRA
IT | TRA_ROA_CAR_FULHYB_N | TOT_CH4 | TRA
IT | TRA_ROA_CAR_FULHYB_N | TOT_CO2 | TRA
IT | TRA_ROA_CAR_FULHYB_N | TOT_N2O | TRA
IT | TRA_ROA_CAR_FULHYB_N | TRA_CH4 | TRA
IT | TRA_ROA_CAR_FULHYB_N | TRA_CO2 | TRA
IT | TRA_ROA_CAR_FULHYB_N | TRA_N2O | TRA
IT | TRA_ROA_CAR_GSL_E | GWP_100 | TRA | 2007: 31322.284; 2010: 24094.0646
IT | TRA_ROA_CAR_GSL_E | TOT_CH4 | TRA | 2007: 3.0318; 2010: 2.3322
IT | TRA_ROA_CAR_GSL_E | TOT_CO2 | TRA | 2007: 30362.2074; 2010: 23355.5441
IT | TRA_ROA_CAR_GSL_E | TOT_N2O | TRA | 2007: 2.8916; 2010: 2.2243
IT | TRA_ROA_CAR_GSL_E | TRA_CH4 | TRA | 2007: 3031.8395; 2010: 2332.1842
IT | TRA_ROA_CAR_GSL_E | TRA_CO2 | TRA | 2007: 30362.2074; 2010: 23355.5441
IT | TRA_ROA_CAR_GSL_E | TRA_N2O | TRA | 2007: 2891.6388; 2010: 2224.3375
IT | TRA_ROA_CAR_GSL_N | GWP_100 | TRA | 775.4753 | 3364.7226 | 15567.9208 | 36249.2121 | 43748.776 | 42076.1285
IT | TRA_ROA_CAR_GSL_N | TOT_CH4 | TRA | 0.075062 | 0.32569 | 1.5069 | 3.5087 | 4.2347 | 4.0728
IT | TRA_ROA_CAR_GSL_N | TOT_CO2 | TRA | 751.7057 | 3261.5886 | 15090.7399 | 35138.1175 | 42407.8081 | 40786.4299
IT | TRA_ROA_CAR_GSL_N | TOT_N2O | TRA | 0.071591 | 0.31063 | 1.4372 | 3.3465 | 4.0388 | 3.8844
IT | TRA_ROA_CAR_GSL_N | TRA_CH4 | TRA | 75.0621 | 325.6882 | 1506.8964 | 3508.7413 | 4234.6614 | 4072.7575
IT | TRA_ROA_CAR_GSL_N | TRA_CO2 | TRA | 751.7057 | 3261.5886 | 15090.7399 | 35138.1175 | 42407.8081 | 40786.4299
IT | TRA_ROA_CAR_GSL_N | TRA_N2O | TRA | 71.591 | 310.6275 | 1437.2133 | 3346.4874 | 4038.8389 | 3884.4219
IT | TRA_ROA_CAR_LPG_E | GWP_100 | TRA | 2007: 2661.3053; 2010: 2047.1579
IT | TRA_ROA_CAR_LPG_E | TOT_CH4 | TRA | 2007: 0.21053; 2010: 0.16194
IT | TRA_ROA_CAR_LPG_E | TOT_CO2 | TRA | 2007: 2655.5789; 2010: 2042.753
IT | TRA_ROA_CAR_LPG_E | TRA_CH4 | TRA | 2007: 210.5263; 2010: 161.9433
IT | TRA_ROA_CAR_LPG_E | TRA_CO2 | TRA | 2007: 2655.5789; 2010: 2042.753
IT | TRA_ROA_CAR_LPG_E | TRA_N2O | TRA | 2007: 4.2105; 2010: 3.2389
IT | TRA_ROA_CAR_LPG_N | GWP_100 | TRA | 434.8126 | 1592.8756 | 4188.0296 | 6399.0216 | 10791.8416 | 21133.0199
IT | TRA_ROA_CAR_LPG_N | TOT_CH4 | TRA | 0.034396 | 0.12601 | 0.3313 | 0.5062 | 0.8537 | 1.6718
IT | TRA_ROA_CAR_LPG_N | TOT_CO2 | TRA | 433.877 | 1589.4483 | 4179.0182 | 6385.2529 | 10768.6209 | 21087.5481
IT | TRA_ROA_CAR_LPG_N | TRA_CH4 | TRA | 34.3965 | 126.0067 | 331.3 | 506.2037 | 853.7039 | 1671.7574
IT | TRA_ROA_CAR_LPG_N | TRA_CO2 | TRA | 433.877 | 1589.4483 | 4179.0182 | 6385.2529 | 10768.6209 | 21087.5481
IT | TRA_ROA_CAR_LPG_N | TRA_N2O | TRA | 0.68793 | 2.5201 | 6.626 | 10.1241 | 17.0741 | 33.4351
IT | TRA_ROA_CAR_MILHYB_N | GWP_100 | TRA
IT | TRA_ROA_CAR_MILHYB_N | TOT_CH4 | TRA
IT | TRA_ROA_CAR_MILHYB_N | TOT_CO2 | TRA
IT | TRA_ROA_CAR_MILHYB_N | TOT_N2O | TRA
IT | TRA_ROA_CAR_MILHYB_N | TRA_CH4 | TRA
IT | TRA_ROA_CAR_MILHYB_N | TRA_CO2 | TRA
IT | TRA_ROA_CAR_MILHYB_N | TRA_N2O | TRA
IT | TRA_ROA_CAR_NGA_E | GWP_100 | TRA | 2007: 815.6025; 2010: 627.3865
IT | TRA_ROA_CAR_NGA_E | TOT_CO2 | TRA | 2007: 810.7883; 2010: 623.6833
IT | TRA_ROA_CAR_NGA_E | TRA_CH4 | TRA | 2007: 15.8978; 2010: 12.2291
IT | TRA_ROA_CAR_NGA_E | TRA_CO2 | TRA | 2007: 810.7883; 2010: 623.6833
IT | TRA_ROA_CAR_NGA_E | TRA_N2O | TRA | 2007: 14.4526; 2010: 11.1173
IT | TRA_ROA_CAR_NGA_N | GWP_100 | TRA
IT | TRA_ROA_CAR_NGA_N | TOT_CO2 | TRA
IT | TRA_ROA_CAR_NGA_N | TRA_CH4 | TRA
IT | TRA_ROA_CAR_NGA_N | TRA_CO2 | TRA
IT | TRA_ROA_CAR_NGA_N | TRA_N2O | TRA
IT | TRA_ROA_CAR_PLGHYB_N | GWP_100 | TRA
IT | TRA_ROA_CAR_PLGHYB_N | TOT_CO2 | TRA
IT | TRA_ROA_CAR_PLGHYB_N | TRA_CH4 | TRA
IT | TRA_ROA_CAR_PLGHYB_N | TRA_CO2 | TRA
IT | TRA_ROA_CAR_PLGHYB_N | TRA_N2O | TRA
IT | TRA_ROA_HTR_DST_E | GWP_100 | TRA | 2007: 13875.7278; 2010: 10673.6367
IT | TRA_ROA_HTR_DST_E | TOT_CH4 | TRA | 2007: 0.24376; 2010: 0.18751
IT | TRA_ROA_HTR_DST_E | TOT_CO2 | TRA | 2007: 13678.26; 2010: 10521.7385
IT | TRA_ROA_HTR_DST_E | TOT_N2O | TRA | 2007: 0.62048; 2010: 0.47729
IT | TRA_ROA_HTR_DST_E | TRA_CH4 | TRA | 2007: 243.76; 2010: 187.5077
IT | TRA_ROA_HTR_DST_E | TRA_CO2 | TRA | 2007: 13678.26; 2010: 10521.7385
IT | TRA_ROA_HTR_DST_E | TRA_N2O | TRA | 2007: 620.48; 2010: 477.2923
IT | TRA_ROA_HTR_DST_N | GWP_100 | TRA | 1413.491 | 2739.3851 | 11134.7416 | 15823.7133 | 19477.6523 | 21267.476
IT | TRA_ROA_HTR_DST_N | TOT_CH4 | TRA | 0.024831 | 0.048124 | 0.19561 | 0.27798 | 0.34217 | 0.37361
IT | TRA_ROA_HTR_DST_N | TOT_CO2 | TRA | 1393.3754 | 2700.4005 | 10976.2813 | 15598.5234 | 19200.4626 | 20964.815
IT | TRA_ROA_HTR_DST_N | TOT_N2O | TRA | 0.063207 | 0.1225 | 0.49791 | 0.70759 | 0.87098 | 0.95102
IT | TRA_ROA_HTR_DST_N | TRA_CH4 | TRA | 24.8313 | 48.1238 | 195.6081 | 277.981 | 342.1711 | 373.6136
IT | TRA_ROA_HTR_DST_N | TRA_CO2 | TRA | 1393.3754 | 2700.4005 | 10976.2813 | 15598.5234 | 19200.4626 | 20964.815
IT | TRA_ROA_HTR_DST_N | TRA_N2O | TRA | 63.207 | 122.4969 | 497.9115 | 707.5879 | 870.9809 | 951.0163
IT | TRA_ROA_HTR_LPG_N | GWP_100 | TRA
IT | TRA_ROA_HTR_LPG_N | TOT_CH4 | TRA
IT | TRA_ROA_HTR_LPG_N | TOT_CO2 | TRA
IT | TRA_ROA_HTR_LPG_N | TRA_CH4 | TRA
IT | TRA_ROA_HTR_LPG_N | TRA_CO2 | TRA
IT | TRA_ROA_HTR_LPG_N | TRA_N2O | TRA
IT | TRA_ROA_HTR_NGA_N | GWP_100 | TRA | 69.2091 | 940.4095 | 2170.9814 | 860.7697
IT | TRA_ROA_HTR_NGA_N | TOT_CH4 | TRA | 0.001349 | 0.018331 | 0.042317 | 0.016778
IT | TRA_ROA_HTR_NGA_N | TOT_CO2 | TRA | 68.8006 | 934.8587 | 2158.167 | 855.6889
IT | TRA_ROA_HTR_NGA_N | TOT_N2O | TRA | 0.0012264 | 0.016664 | 0.03847 | 0.015253
IT | TRA_ROA_HTR_NGA_N | TRA_CH4 | TRA | 1.349 | 18.3306 | 42.317 | 16.7782
IT | TRA_ROA_HTR_NGA_N | TRA_CO2 | TRA | 68.8006 | 934.8587 | 2158.167 | 855.6889
IT | TRA_ROA_HTR_NGA_N | TRA_N2O | TRA | 1.2264 | 16.6641 | 38.47 | 15.2529
IT | TRA_ROA_LCV_DST_E | GWP_100 | TRA | 2007: 18567.0349; 2010: 14282.3345
IT | TRA_ROA_LCV_DST_E | TOT_CO2 | TRA | 2007: 18302.8043; 2010: 14079.0803
IT | TRA_ROA_LCV_DST_E | TOT_N2O | TRA | 2007: 0.83026; 2010: 0.63866
IT | TRA_ROA_LCV_DST_E | TRA_CH4 | TRA | 2007: 326.1739; 2010: 250.903
IT | TRA_ROA_LCV_DST_E | TRA_CO2 | TRA | 2007: 18302.8043; 2010: 14079.0803
IT | TRA_ROA_LCV_DST_E | TRA_N2O | TRA | 2007: 830.2609; 2010: 638.6622
IT | TRA_ROA_LCV_DST_N | GWP_100 | TRA | 3327.4011 | 9349.1696 | 17055.7446 | 11346.9422 | 15262.952 | 13053.7604
IT | TRA_ROA_LCV_DST_N | TOT_CO2 | TRA | 3280.0483 | 9216.12 | 16813.0215 | 11185.462 | 15045.7424 | 12867.9902
IT | TRA_ROA_LCV_DST_N | TOT_N2O | TRA | 0.14879 | 0.41807 | 0.76268 | 0.51766 | 0.7476 | 0.64455
IT | TRA_ROA_LCV_DST_N | TRA_CH4 | TRA | 58.4537 | 164.2403 | 299.6245 | 199.3359 | 268.1299 | 229.3202
IT | TRA_ROA_LCV_DST_N | TRA_CO2 | TRA | 3280.0483 | 9216.12 | 16813.0215 | 11185.462 | 15045.7424 | 12867.9902
IT | TRA_ROA_LCV_DST_N | TRA_N2O | TRA | 148.7912 | 418.0662 | 762.6806 | 507.4005 | 682.5124 | 583.7241
IT | TRA_ROA_LCV_FULHYB_N | GWP_100 | TRA
IT | TRA_ROA_LCV_FULHYB_N | TOT_CO2 | TRA
IT | TRA_ROA_LCV_FULHYB_N | TOT_N2O | TRA
IT | TRA_ROA_LCV_FULHYB_N | TRA_CH4 | TRA
IT | TRA_ROA_LCV_FULHYB_N | TRA_CO2 | TRA
IT | TRA_ROA_LCV_FULHYB_N | TRA_N2O | TRA
IT | TRA_ROA_LCV_GSL_E | GWP_100 | TRA | 2007: 1067.9201; 2010: 821.477
IT | TRA_ROA_LCV_GSL_E | TOT_CH4 | TRA | 2007: 0.10337; 2010: 0.079515
IT | TRA_ROA_LCV_GSL_E | TOT_CO2 | TRA | 2007: 1035.1867; 2010: 796.2975
IT | TRA_ROA_LCV_GSL_E | TOT_N2O | TRA | 2007: 0.098589; 2010: 0.075838
IT | TRA_ROA_LCV_GSL_E | TRA_CH4 | TRA | 2007: 103.3693; 2010: 79.5148
IT | TRA_ROA_LCV_GSL_E | TRA_CO2 | TRA | 2007: 1035.1867; 2010: 796.2975
IT | TRA_ROA_LCV_GSL_E | TRA_N2O | TRA | 2007: 98.5892; 2010: 75.8379
IT | TRA_ROA_LCV_GSL_N | GWP_100 | TRA | 2030: 7107.648; 2040: 3553.824; 2050: 6533.8447
IT | TRA_ROA_LCV_GSL_N | TOT_CH4 | TRA | 2030: 0.68798; 2040: 0.34399; 2050: 0.63244
IT | TRA_ROA_LCV_GSL_N | TOT_CO2 | TRA | 2030: 6889.7876; 2040: 3444.8938; 2050: 6333.5722
IT | TRA_ROA_LCV_GSL_N | TOT_N2O | TRA | 2030: 0.65617; 2040: 0.32809; 2050: 0.6032
IT | TRA_ROA_LCV_GSL_N | TRA_CH4 | TRA | 2030: 687.9846; 2040: 343.9923; 2050: 632.4433
IT | TRA_ROA_LCV_GSL_N | TRA_CO2 | TRA | 2030: 6889.7876; 2040: 3444.8938; 2050: 6333.5722
IT | TRA_ROA_LCV_GSL_N | TRA_N2O | TRA | 2030: 656.1702; 2040: 328.0851; 2050: 603.1974
IT | TRA_ROA_LCV_LPG_N | GWP_100 | TRA
IT | TRA_ROA_LCV_LPG_N | TOT_CH4 | TRA
IT | TRA_ROA_LCV_LPG_N | TOT_CO2 | TRA
IT | TRA_ROA_LCV_LPG_N | TRA_CH4 | TRA
IT | TRA_ROA_LCV_LPG_N | TRA_CO2 | TRA
IT | TRA_ROA_LCV_LPG_N | TRA_N2O | TRA
IT | TRA_ROA_LCV_NGA_N | GWP_100 | TRA
IT | TRA_ROA_LCV_NGA_N | TOT_CO2 | TRA
IT | TRA_ROA_LCV_NGA_N | TRA_CH4 | TRA
IT | TRA_ROA_LCV_NGA_N | TRA_CO2 | TRA
IT | TRA_ROA_LCV_NGA_N | TRA_N2O | TRA
IT | TRA_ROA_LCV_PLGHYB_N | GWP_100 | TRA
IT | TRA_ROA_LCV_PLGHYB_N | TOT_CO2 | TRA
IT | TRA_ROA_LCV_PLGHYB_N | TRA_CH4 | TRA
IT | TRA_ROA_LCV_PLGHYB_N | TRA_CO2 | TRA
IT | TRA_ROA_LCV_PLGHYB_N | TRA_N2O | TRA
IT | TRA_ROA_MCY_GSL_E | GWP_100 | TRA | 2007: 2982.289; 2010: 2294.0684
IT | TRA_ROA_MCY_GSL_E | TOT_CO2 | TRA | 2007: 2890.8772; 2010: 2223.7517
IT | TRA_ROA_MCY_GSL_E | TRA_CH4 | TRA | 2007: 288.6706; 2010: 222.0543
IT | TRA_ROA_MCY_GSL_E | TRA_CO2 | TRA | 2007: 2890.8772; 2010: 2223.7517
IT | TRA_ROA_MCY_GSL_E | TRA_N2O | TRA | 2007: 275.3216; 2010: 211.7859
IT | TRA_ROA_MOP_GSL_E | GWP_100 | TRA | 2007: 1402.6434; 2010: 1078.9565
IT | TRA_ROA_MOP_GSL_E | TOT_CO2 | TRA | 2007: 1359.6502; 2010: 1045.8848
IT | TRA_ROA_MOP_GSL_E | TRA_CH4 | TRA | 2007: 135.7688; 2010: 104.4376
IT | TRA_ROA_MOP_GSL_E | TRA_CO2 | TRA | 2007: 1359.6502; 2010: 1045.8848
IT | TRA_ROA_MOP_GSL_E | TRA_N2O | TRA | 2007: 129.4905; 2010: 99.6081
IT | TRA_ROA_MTR_DST_E | GWP_100 | TRA | 2007: 7296.8629; 2010: 5612.9714
IT | TRA_ROA_MTR_DST_E | TOT_CH4 | TRA | 2007: 0.12819; 2010: 0.098605
IT | TRA_ROA_MTR_DST_E | TOT_CO2 | TRA | 2007: 7193.02; 2010: 5533.0923
IT | TRA_ROA_MTR_DST_E | TOT_N2O | TRA | 2007: 0.32629; 2010: 0.25099
IT | TRA_ROA_MTR_DST_E | TRA_CH4 | TRA | 2007: 128.1867; 2010: 98.6051
IT | TRA_ROA_MTR_DST_E | TRA_CO2 | TRA | 2007: 7193.02; 2010: 5533.0923
IT | TRA_ROA_MTR_DST_E | TRA_N2O | TRA | 2007: 326.2933; 2010: 250.9949
IT | TRA_ROA_MTR_DST_N | GWP_100 | TRA | 726.0653 | 1821.5813 | 6210.2144 | 3137.8901 | 189.6342
IT | TRA_ROA_MTR_DST_N | TOT_CH4 | TRA | 0.012755 | 0.032 | 0.1091 | 0.055124 | 0.0033314
IT | TRA_ROA_MTR_DST_N | TOT_CO2 | TRA | 715.7326 | 1795.658 | 6121.8359 | 3093.2343 | 186.9355
IT | TRA_ROA_MTR_DST_N | TOT_N2O | TRA | 0.032467 | 0.081456 | 0.2777 | 0.14032 | 0.0084799
IT | TRA_ROA_MTR_DST_N | TRA_CH4 | TRA | 12.7551 | 32.0004 | 109.0971 | 55.1245 | 3.3314
IT | TRA_ROA_MTR_DST_N | TRA_CO2 | TRA | 715.7326 | 1795.658 | 6121.8359 | 3093.2343 | 186.9355
IT | TRA_ROA_MTR_DST_N | TRA_N2O | TRA | 32.4674 | 81.4555 | 277.7017 | 140.3168 | 8.4799
IT | TRA_ROA_MTR_LPG_N | GWP_100 | TRA
IT | TRA_ROA_MTR_LPG_N | TOT_CH4 | TRA
IT | TRA_ROA_MTR_LPG_N | TOT_CO2 | TRA
IT | TRA_ROA_MTR_LPG_N | TRA_CH4 | TRA
IT | TRA_ROA_MTR_LPG_N | TRA_CO2 | TRA
IT | TRA_ROA_MTR_LPG_N | TRA_N2O | TRA
IT | TRA_ROA_MTR_NGA_N | GWP_100 | TRA
IT | TRA_ROA_MTR_NGA_N | TOT_CH4 | TRA
IT | TRA_ROA_MTR_NGA_N | TOT_CO2 | TRA
IT | TRA_ROA_MTR_NGA_N | TOT_N2O | TRA
IT | TRA_ROA_MTR_NGA_N | TRA_CH4 | TRA
IT | TRA_ROA_MTR_NGA_N | TRA_CO2 | TRA
IT | TRA_ROA_MTR_NGA_N | TRA_N2O | TRA
IT | TRA_ROA_MTR_PLGHYB_N | GWP_100 | TRA | 2030: 1387.763; 2040: 2690.9445; 2050: 3020.9478
IT | TRA_ROA_MTR_PLGHYB_N | TOT_CO2 | TRA | 2030: 1368.0135; 2040: 2652.6492; 2050: 2977.9562
IT | TRA_ROA_MTR_PLGHYB_N | TOT_N2O | TRA | 2030: 0.062057; 2040: 0.12033; 2050: 0.13509
IT | TRA_ROA_MTR_PLGHYB_N | TRA_CH4 | TRA | 2030: 24.3793; 2040: 47.2728; 2050: 53.0701
IT | TRA_ROA_MTR_PLGHYB_N | TRA_CO2 | TRA | 2030: 1368.0135; 2040: 2652.6492; 2050: 2977.9562
IT | TRA_ROA_MTR_PLGHYB_N | TRA_N2O | TRA | 2030: 62.0565; 2040: 120.3308; 2050: 135.0875
IT | UPS_PRI_HCOA | GWP_100 | UPS | 2007: 0; 2010: 0
IT | UPS_PRI_HCOA | TOT_CH4 | UPS | 2007: 0; 2010: 0
IT | UPS_PRI_HCOA | TOT_CO2 | UPS | 2007: 0; 2010: 0
IT | UPS_PRI_HCOA | TOT_N2O | UPS | 2007: 0; 2010: 0
IT | UPS_PRI_HCOA | UPS_CH4 | UPS | 2007: 0; 2010: 0
IT | UPS_PRI_HCOA | UPS_CO2 | UPS | 2007: 0; 2010: 0
IT | UPS_PRI_HCOA | UPS_N2O | UPS | 2007: 0; 2010: 0
IT | UPS_SEC_OVC_COG | GWP_100 | UPS | 167.2419 | 133.4067 | 41.5936 | 51.386 | 32.3536
IT | UPS_SEC_OVC_COG | TOT_CO2 | UPS | 166.3138 | 132.6664 | 41.3628 | 51.1008 | 32.174
IT | UPS_SEC_OVC_COG | UPS_CH4 | UPS | 0.87542 | 0.69831 | 0.21772 | 0.26898 | 0.16935
IT | UPS_SEC_OVC_COG | UPS_CO2 | UPS | 166.3138 | 132.6664 | 41.3628 | 51.1008 | 32.174
IT | UPS_SEC_OVC_COG | UPS_N2O | UPS | 2.9343 | 2.3406 | 0.72977 | 0.90157 | 0.56765
IT | UPS_SEC_REF_FLX | GWP_100 | UPS | 21321.2368 | 20212.1229 | 14537.4185 | 15519.155 | 15973.084 | 16359.7225
IT | UPS_SEC_REF_FLX | TOT_CO2 | UPS | 21202.4094 | 20099.9631 | 14456.3986 | 15432.6636 | 15884.4471 | 16268.9402
IT | UPS_SEC_REF_FLX | UPS_CH4 | UPS | 347.397 | 327.9041 | 236.8651 | 252.8611 | 259.1335 | 265.406
IT | UPS_SEC_REF_FLX | UPS_CO2 | UPS | 14690.047 | 13865.7677 | 10016.0912 | 10692.4954 | 10957.7343 | 11222.9731
IT | UPS_SEC_REF_FLX | UPS_CO2_PRC | UPS | 6512.3624 | 6234.1953 | 4440.3074 | 4740.1682 | 4926.7128 | 5045.967
IT | UPS_SEC_REF_FLX | UPS_N2O | UPS | 359.781 | 339.5932 | 245.3089 | 261.875 | 268.3711 | 274.8672
IT | UPS_SEC_REF_FLX_LINKED | GWP_100 | UPS | 0 | 0 | 0 | 0 | 0 | 0
IT | UPS_SEC_REF_FLX_LINKED | TOT_CO2 | UPS | 0 | 0 | 0 | 0 | 0 | 0
IT | UPS_SEC_REF_FLX_LINKED | UPS_CO2_PRC | UPS | 0 | 0 | 0 | 0 | 0 | 0

## Costs
Region | Technology | Sector | Output Name | Vintage | Cost
IT | AGR_FT_HET | AGR | V_DiscountedInvestmentByProcess | 2007 | 0.29136
IT | AGR_FT_HET | AGR | V_DiscountedInvestmentByProcess | 2010 | 0.68686
IT | AGR_FT_HET | AGR | V_DiscountedInvestmentByProcess | 2020 | 0.65998
IT | AGR_FT_HET | AGR | V_DiscountedInvestmentByProcess | 2050 | 0.0018555
IT | COM_FT_NGA_N | COM | V_DiscountedInvestmentByProcess | 2010 | 4443.5891
IT | COM_FT_NGA_N | COM | V_DiscountedInvestmentByProcess | 2020 | 19665.4208
IT | COM_FT_NGA_N | COM | V_DiscountedInvestmentByProcess | 2030 | 1918.4421
IT | COM_FT_GEO_1_N | COM | V_DiscountedInvestmentByProcess | 2007 | 2.1078
IT | COM_FT_GEO_1_N | COM | V_DiscountedInvestmentByProcess | 2010 | 0.1138
IT | COM_FT_GEO_1_N | COM | V_DiscountedInvestmentByProcess | 2020 | 45.2118
IT | COM_FT_GEO_1_N | COM | V_DiscountedInvestmentByProcess | 2030 | 131.7286
IT | COM_FT_GEO_1_N | COM | V_DiscountedInvestmentByProcess | 2040 | 11.8487
IT | COM_FT_GEO_1_N | COM | V_DiscountedInvestmentByProcess | 2050 | 2.4037
IT | COM_FT_GEO_2_N | COM | V_DiscountedInvestmentByProcess | 2007 | 3.1617
IT | COM_FT_GEO_2_N | COM | V_DiscountedInvestmentByProcess | 2030 | 110.779
IT | COM_FT_GEO_2_N | COM | V_DiscountedInvestmentByProcess | 2050 | 1.7708
IT | COM_FT_GEO_3_N | COM | V_DiscountedInvestmentByProcess | 2030 | 83.1182
IT | COM_FT_HET_N | COM | V_DiscountedInvestmentByProcess | 2010 | 11.162
IT | COM_LG_LFL_N | COM | V_DiscountedInvestmentByProcess | 2007 | 1044.5645
IT | COM_LG_LFL_N | COM | V_DiscountedInvestmentByProcess | 2010 | 5977.3298
IT | COM_LG_LFL_N | COM | V_DiscountedInvestmentByProcess | 2030 | 6789.6136
IT | COM_LG_LFL_N | COM | V_DiscountedInvestmentByProcess | 2040 | 4227.6642
IT | COM_LG_LFL_N | COM | V_DiscountedInvestmentByProcess | 2050 | 1335.4385
IT | COM_LG_SOD_N | COM | V_DiscountedInvestmentByProcess | 2020 | 159081.0234
IT | COM_WH_NGA_N | COM | V_DiscountedInvestmentByProcess | 2050 | 21.9047
IT | COM_WH_COND_NGA_N | COM | V_DiscountedInvestmentByProcess | 2020 | 588.7666
IT | COM_WH_COND_NGA_N | COM | V_DiscountedInvestmentByProcess | 2040 | 188.9478
IT | COM_WH_ELC_N | COM | V_DiscountedInvestmentByProcess | 2030 | 0.70581
IT | COM_WH_ELC_N | COM | V_DiscountedInvestmentByProcess | 2050 | 24.4228
IT | COM_WH_AHP_ELC_N | COM | V_DiscountedInvestmentByProcess | 2020 | 6897.067
IT | COM_WH_HEX_HET_N | COM | V_DiscountedInvestmentByProcess | 2020 | 42.0399
IT | COM_WH_HEX_HET_N | COM | V_DiscountedInvestmentByProcess | 2030 | 8.3597
IT | COM_WH_HEX_HET_N | COM | V_DiscountedInvestmentByProcess | 2040 | 17.1658
IT | COM_WH_HEX_HET_N | COM | V_DiscountedInvestmentByProcess | 2050 | 7.4696
IT | COM_SH_DST_N | COM | V_DiscountedInvestmentByProcess | 2030 | 1463.2617
IT | COM_SH_DST_N | COM | V_DiscountedInvestmentByProcess | 2040 | 81.0894
IT | COM_SH_COND_DST_N | COM | V_DiscountedInvestmentByProcess | 2020 | 445.3312
IT | COM_SH_NGA_N | COM | V_DiscountedInvestmentByProcess | 2040 | 3928.2251
IT | COM_SH_COND_NGA_N | COM | V_DiscountedInvestmentByProcess | 2020 | 30231.1815
IT | COM_SH_COND_NGA_N | COM | V_DiscountedInvestmentByProcess | 2040 | 4549.3542
IT | COM_SH_LPG_N | COM | V_DiscountedInvestmentByProcess | 2040 | 1149.7986
IT | COM_SH_COND_LPG_N | COM | V_DiscountedInvestmentByProcess | 2020 | 5439.6799
IT | COM_SH_COND_LPG_N | COM | V_DiscountedInvestmentByProcess | 2030 | 9181.3454
IT | COM_SH_HEX_HET_N | COM | V_DiscountedInvestmentByProcess | 2020 | 57.6621
IT | COM_SH_HEX_HET_N | COM | V_DiscountedInvestmentByProcess | 2030 | 17.5688
IT | COM_SH_HEX_HET_N | COM | V_DiscountedInvestmentByProcess | 2040 | 26.4247
IT | COM_SH_HP_AIR_N | COM | V_DiscountedInvestmentByProcess | 2030 | 13448.1046
IT | COM_SH_HP_PRB_N | COM | V_DiscountedInvestmentByProcess | 2020 | 88363.0328
IT | COM_SH_HP_N | COM | V_DiscountedInvestmentByProcess | 2050 | 44002.7418
IT | COM_SH_NGA_SOL_N | COM | V_DiscountedInvestmentByProcess | 2020 | 1177.5346
IT | COM_SH_WPEL_N | COM | V_DiscountedInvestmentByProcess | 2020 | 1008.2948
IT | COM_SC_ROOF_ADV_N | COM | V_DiscountedInvestmentByProcess | 2030 | 292525.678
IT | COM_SC_ROOF_ADV_N | COM | V_DiscountedInvestmentByProcess | 2040 | 44392.8318
IT | COM_SC_NGA_STD_N | COM | V_DiscountedInvestmentByProcess | 2020 | 311550.1796
IT | COM_CK_NGA_N | COM | V_DiscountedInvestmentByProcess | 2007 | 382.0593
IT | COM_CK_NGA_N | COM | V_DiscountedInvestmentByProcess | 2010 | 999.492
IT | COM_CK_NGA_N | COM | V_DiscountedInvestmentByProcess | 2020 | 2263.2597
IT | COM_CK_NGA_N | COM | V_DiscountedInvestmentByProcess | 2030 | 897.192
IT | COM_CK_NGA_N | COM | V_DiscountedInvestmentByProcess | 2040 | 655.2047
IT | COM_CK_NGA_N | COM | V_DiscountedInvestmentByProcess | 2050 | 60.7506
IT | COM_CK_ELC_N | COM | V_DiscountedInvestmentByProcess | 2007 | 272.8205
IT | COM_CK_ELC_N | COM | V_DiscountedInvestmentByProcess | 2010 | 295.9317
IT | COM_CK_ELC_N | COM | V_DiscountedInvestmentByProcess | 2020 | 720.822
IT | COM_CK_ELC_N | COM | V_DiscountedInvestmentByProcess | 2030 | 410.2397
IT | COM_CK_ELC_N | COM | V_DiscountedInvestmentByProcess | 2040 | 319.3504
IT | COM_CK_ELC_N | COM | V_DiscountedInvestmentByProcess | 2050 | 48.4001
IT | COM_OE_OFF_ELC_IMP_N | COM | V_DiscountedInvestmentByProcess | 2007 | 356.8957
IT | COM_OE_OFF_ADV_N | COM | V_DiscountedInvestmentByProcess | 2010 | 876.3799
IT | COM_OE_OFF_ADV_N | COM | V_DiscountedInvestmentByProcess | 2020 | 2364.5728
IT | COM_OE_OFF_ADV_N | COM | V_DiscountedInvestmentByProcess | 2030 | 1590.7927
IT | COM_OE_OFF_ADV_N | COM | V_DiscountedInvestmentByProcess | 2040 | 990.3638
IT | COM_OE_OFF_ADV_N | COM | V_DiscountedInvestmentByProcess | 2050 | 350.864
IT | COM_RF_STD_N | COM | V_DiscountedInvestmentByProcess | 2030 | 1659.1546
IT | COM_RF_STD_N | COM | V_DiscountedInvestmentByProcess | 2040 | 1033.1803
IT | COM_RF_STD_N | COM | V_DiscountedInvestmentByProcess | 2050 | 365.9668
IT | COM_RF_N | COM | V_DiscountedInvestmentByProcess | 2020 | 3778.1022
IT | COM_CHP_SLB_CI_N | COM | V_DiscountedInvestmentByProcess | 2020 | 643.277
IT | COM_CHP_SLB_CI_N | COM | V_DiscountedInvestmentByProcess | 2040 | 68.5434
IT | COM_CHP_H2_PEMFC_N | COM | V_DiscountedInvestmentByProcess | 2050 | 14.5554
IT | RES_FT_NGA_N | RES | V_DiscountedInvestmentByProcess | 2010 | 19117.8003
IT | RES_FT_NGA_N | RES | V_DiscountedInvestmentByProcess | 2020 | 30520.742
IT | RES_FT_NGA_N | RES | V_DiscountedInvestmentByProcess | 2030 | 24660.5672
IT | RES_FT_GEO_1_N | RES | V_DiscountedInvestmentByProcess | 2010 | 0.14324
IT | RES_FT_GEO_1_N | RES | V_DiscountedInvestmentByProcess | 2020 | 17.0989
IT | RES_FT_GEO_1_N | RES | V_DiscountedInvestmentByProcess | 2030 | 5.0441
IT | RES_FT_GEO_1_N | RES | V_DiscountedInvestmentByProcess | 2040 | 5.3675
IT | RES_FT_GEO_1_N | RES | V_DiscountedInvestmentByProcess | 2050 | 0.55933
IT | RES_FT_HET_N | RES | V_DiscountedInvestmentByProcess | 2007 | 85.2383
IT | RES_FT_HET_N | RES | V_DiscountedInvestmentByProcess | 2020 | 2641.0462
IT | RES_FT_HET_N | RES | V_DiscountedInvestmentByProcess | 2030 | 1260.6727
IT | RES_FT_HET_N | RES | V_DiscountedInvestmentByProcess | 2040 | 44.1242
IT | RES_FT_HET_N | RES | V_DiscountedInvestmentByProcess | 2050 | 40.6981
IT | RES_RF_RFG_CLB_N | RES | V_DiscountedInvestmentByProcess | 2007 | 7009.753
IT | RES_RF_RFG_CLB_N | RES | V_DiscountedInvestmentByProcess | 2010 | 14502.4607
IT | RES_RF_RFG_CLB_N | RES | V_DiscountedInvestmentByProcess | 2020 | 34453.5825
IT | RES_RF_RFG_CLB_N | RES | V_DiscountedInvestmentByProcess | 2030 | 13883.719
IT | RES_RF_RFG_CLB_N | RES | V_DiscountedInvestmentByProcess | 2040 | 10703.5732
IT | RES_RF_RFG_CLB_N | RES | V_DiscountedInvestmentByProcess | 2050 | 1061.767
IT | RES_RF_FRZ_CLB_N | RES | V_DiscountedInvestmentByProcess | 2007 | 972.3203
IT | RES_RF_FRZ_CLB_N | RES | V_DiscountedInvestmentByProcess | 2010 | 2538.9549
IT | RES_RF_FRZ_CLB_N | RES | V_DiscountedInvestmentByProcess | 2020 | 5932.1417
IT | RES_RF_FRZ_CLB_N | RES | V_DiscountedInvestmentByProcess | 2030 | 2383.062
IT | RES_RF_FRZ_CLB_N | RES | V_DiscountedInvestmentByProcess | 2040 | 1840.6596
IT | RES_RF_FRZ_CLB_N | RES | V_DiscountedInvestmentByProcess | 2050 | 182.2395
IT | RES_WH_NGA_N | RES | V_DiscountedInvestmentByProcess | 2007 | 78.6874
IT | RES_WH_NGA_N | RES | V_DiscountedInvestmentByProcess | 2010 | 708.4029
IT | RES_WH_NGA_N | RES | V_DiscountedInvestmentByProcess | 2020 | 2918.8564
IT | RES_WH_NGA_N | RES | V_DiscountedInvestmentByProcess | 2030 | 548.322
IT | RES_WH_NGA_N | RES | V_DiscountedInvestmentByProcess | 2040 | 1031.8555
IT | RES_WH_NGA_N | RES | V_DiscountedInvestmentByProcess | 2050 | 79.2938
IT | RES_WH_LPG_N | RES | V_DiscountedInvestmentByProcess | 2020 | 99.6888
IT | RES_WH_ELC_RES_N | RES | V_DiscountedInvestmentByProcess | 2007 | 49.5711
IT | RES_WH_ELC_RES_N | RES | V_DiscountedInvestmentByProcess | 2010 | 547.1727
IT | RES_WH_ELC_RES_N | RES | V_DiscountedInvestmentByProcess | 2020 | 270.4978
IT | RES_WH_ELC_RES_N | RES | V_DiscountedInvestmentByProcess | 2030 | 410.573
IT | RES_WH_ELC_RES_N | RES | V_DiscountedInvestmentByProcess | 2040 | 177.5033
IT | RES_WH_ELC_RES_N | RES | V_DiscountedInvestmentByProcess | 2050 | 33.5212
IT | RES_WH_SOL_N | RES | V_DiscountedInvestmentByProcess | 2010 | 4057.2716
IT | RES_WH_SOL_N | RES | V_DiscountedInvestmentByProcess | 2020 | 3877.428
IT | RES_CW_ELC_N | RES | V_DiscountedInvestmentByProcess | 2007 | 5145.608
IT | RES_CW_ELC_N | RES | V_DiscountedInvestmentByProcess | 2010 | 11127.2204
IT | RES_CW_ELC_N | RES | V_DiscountedInvestmentByProcess | 2020 | 26343.9993
IT | RES_CW_ELC_N | RES | V_DiscountedInvestmentByProcess | 2030 | 10609.0477
IT | RES_CW_ELC_N | RES | V_DiscountedInvestmentByProcess | 2040 | 8182.1358
IT | RES_CW_ELC_N | RES | V_DiscountedInvestmentByProcess | 2050 | 809.6754
IT | RES_CD_ELC_N | RES | V_DiscountedInvestmentByProcess | 2007 | 322.5122
IT | RES_CD_ELC_N | RES | V_DiscountedInvestmentByProcess | 2010 | 782.4409
IT | RES_CD_ELC_N | RES | V_DiscountedInvestmentByProcess | 2020 | 1585.8409
IT | RES_CD_ELC_N | RES | V_DiscountedInvestmentByProcess | 2030 | 678.4901
IT | RES_CD_ELC_N | RES | V_DiscountedInvestmentByProcess | 2040 | 499.1861
IT | RES_CD_ELC_N | RES | V_DiscountedInvestmentByProcess | 2050 | 49.9484
IT | RES_DW_ELC_STD_N | RES | V_DiscountedInvestmentByProcess | 2007 | 3938.2904
IT | RES_DW_ELC_STD_N | RES | V_DiscountedInvestmentByProcess | 2010 | 13047.0742
IT | RES_DW_ELC_STD_N | RES | V_DiscountedInvestmentByProcess | 2020 | 23163.6372
IT | RES_DW_ELC_STD_N | RES | V_DiscountedInvestmentByProcess | 2030 | 14324.3625
IT | RES_DW_ELC_STD_N | RES | V_DiscountedInvestmentByProcess | 2040 | 8759.8076
IT | RES_DW_ELC_STD_N | RES | V_DiscountedInvestmentByProcess | 2050 | 2990.3067
IT | RES_CK_NGA_N | RES | V_DiscountedInvestmentByProcess | 2007 | 1170.1256
IT | RES_CK_NGA_N | RES | V_DiscountedInvestmentByProcess | 2010 | 1657.8379
IT | RES_CK_NGA_N | RES | V_DiscountedInvestmentByProcess | 2020 | 4535.3422
IT | RES_CK_NGA_N | RES | V_DiscountedInvestmentByProcess | 2030 | 1372.1099
IT | RES_CK_NGA_N | RES | V_DiscountedInvestmentByProcess | 2040 | 1168.4096
IT | RES_CK_NGA_N | RES | V_DiscountedInvestmentByProcess | 2050 | 119.7088
IT | RES_CK_ELC_N | RES | V_DiscountedInvestmentByProcess | 2007 | 41.5494
IT | RES_CK_ELC_N | RES | V_DiscountedInvestmentByProcess | 2010 | 1674.8968
IT | RES_CK_ELC_N | RES | V_DiscountedInvestmentByProcess | 2020 | 4157.2793
IT | RES_CK_ELC_N | RES | V_DiscountedInvestmentByProcess | 2030 | 870.6423
IT | RES_CK_ELC_N | RES | V_DiscountedInvestmentByProcess | 2040 | 1024.7063
IT | RES_CK_ELC_N | RES | V_DiscountedInvestmentByProcess | 2050 | 72.7626
IT | RES_LG_LFL_N | RES | V_DiscountedInvestmentByProcess | 2007 | 872.3001
IT | RES_LG_LFL_N | RES | V_DiscountedInvestmentByProcess | 2010 | 2849.4986
IT | RES_LG_LFL_N | RES | V_DiscountedInvestmentByProcess | 2020 | 4536.9569
IT | RES_LG_LFL_N | RES | V_DiscountedInvestmentByProcess | 2030 | 3030.4685
IT | RES_LG_LFL_N | RES | V_DiscountedInvestmentByProcess | 2040 | 1961.6095
IT | RES_LG_LHAL_N | RES | V_DiscountedInvestmentByProcess | 2010 | 45.7269
IT | RES_LG_LHAL_N | RES | V_DiscountedInvestmentByProcess | 2020 | 306.6763
IT | RES_LG_LHAL_N | RES | V_DiscountedInvestmentByProcess | 2030 | 161.3765
IT | RES_LG_LHAL_N | RES | V_DiscountedInvestmentByProcess | 2040 | 82.5593
IT | RES_LG_LHAL_N | RES | V_DiscountedInvestmentByProcess | 2050 | 213.2487
IT | RES_SH_DST_SO_N | RES | V_DiscountedInvestmentByProcess | 2020 | 18669.7176
IT | RES_SH_DST_SO_N | RES | V_DiscountedInvestmentByProcess | 2040 | 1259.3895
IT | RES_SH_NGA_SO_N | RES | V_DiscountedInvestmentByProcess | 2007 | 2084.6939
IT | RES_SH_NGA_SO_N | RES | V_DiscountedInvestmentByProcess | 2010 | 46663.6295
IT | RES_SH_NGA_SO_N | RES | V_DiscountedInvestmentByProcess | 2020 | 129098.0313
IT | RES_SH_NGA_SO_N | RES | V_DiscountedInvestmentByProcess | 2040 | 43999.7379
IT | RES_SH_NGA_SO_N | RES | V_DiscountedInvestmentByProcess | 2050 | 2.6867
IT | RES_SH_LPG_SO_N | RES | V_DiscountedInvestmentByProcess | 2020 | 16430.5912
IT | RES_SH_LPG_SO_N | RES | V_DiscountedInvestmentByProcess | 2040 | 5157.6893
IT | RES_SH_WST_BIO_SO_N | RES | V_DiscountedInvestmentByProcess | 2007 | 231.4122
IT | RES_SH_WST_BIO_SO_N | RES | V_DiscountedInvestmentByProcess | 2010 | 2457.2995
IT | RES_SH_WST_BIO_SO_N | RES | V_DiscountedInvestmentByProcess | 2020 | 21726.3745
IT | RES_SH_WST_BIO_SO_N | RES | V_DiscountedInvestmentByProcess | 2030 | 14999.2831
IT | RES_SH_WST_BIO_SO_N | RES | V_DiscountedInvestmentByProcess | 2040 | 10663.5791
IT | RES_SH_WST_BIO_SO_N | RES | V_DiscountedInvestmentByProcess | 2050 | 1484.7906
IT | RES_SH_HEX_HET_SO_N | RES | V_DiscountedInvestmentByProcess | 2020 | 16165.9023
IT | RES_SH_HEX_HET_SO_N | RES | V_DiscountedInvestmentByProcess | 2030 | 5714.454
IT | RES_SH_HEX_HET_SO_N | RES | V_DiscountedInvestmentByProcess | 2040 | 4799.6893
IT | RES_SH_HEX_HET_SO_N | RES | V_DiscountedInvestmentByProcess | 2050 | 686.3749
IT | RES_SH_NGA_MO_N | RES | V_DiscountedInvestmentByProcess | 2010 | 1309.0195
IT | RES_SH_NGA_MO_N | RES | V_DiscountedInvestmentByProcess | 2020 | 1909.1571
IT | RES_SH_NGA_MO_N | RES | V_DiscountedInvestmentByProcess | 2040 | 871.1255
IT | RES_SH_LPG_MO_N | RES | V_DiscountedInvestmentByProcess | 2010 | 308.8293
IT | RES_SH_WST_BIO_MO_N | RES | V_DiscountedInvestmentByProcess | 2010 | 631.6405
IT | RES_SH_WST_BIO_MO_N | RES | V_DiscountedInvestmentByProcess | 2020 | 3545.3292
IT | RES_SH_WST_BIO_MO_N | RES | V_DiscountedInvestmentByProcess | 2030 | 1505.0684
IT | RES_SH_WST_BIO_MO_N | RES | V_DiscountedInvestmentByProcess | 2040 | 999.2817
IT | RES_SH_WST_BIO_MO_N | RES | V_DiscountedInvestmentByProcess | 2050 | 111.939
IT | RES_SH_NGA_COND_SN_N | RES | V_DiscountedInvestmentByProcess | 2020 | 7554.2639
IT | RES_SH_LPG_COND_SN_N | RES | V_DiscountedInvestmentByProcess | 2010 | 7125.7049
IT | RES_SH_WST_BIO_SN_N | RES | V_DiscountedInvestmentByProcess | 2007 | 622.6826
IT | RES_SH_WST_BIO_SN_N | RES | V_DiscountedInvestmentByProcess | 2010 | 4768.689
IT | RES_SH_WST_BIO_SN_N | RES | V_DiscountedInvestmentByProcess | 2020 | 10501.5425
IT | RES_SH_WST_BIO_SN_N | RES | V_DiscountedInvestmentByProcess | 2030 | 5543.4948
IT | RES_SH_WST_BIO_SN_N | RES | V_DiscountedInvestmentByProcess | 2040 | 4617.7143
IT | RES_SH_WST_BIO_SN_N | RES | V_DiscountedInvestmentByProcess | 2050 | 464.587
IT | RES_SH_HEX_HET_SN_N | RES | V_DiscountedInvestmentByProcess | 2007 | 1301.2916
IT | RES_SH_HEX_HET_SN_N | RES | V_DiscountedInvestmentByProcess | 2010 | 524.7565
IT | RES_SH_HEX_HET_SN_N | RES | V_DiscountedInvestmentByProcess | 2040 | 8.9313
IT | RES_SH_WST_BIO_MN_N | RES | V_DiscountedInvestmentByProcess | 2007 | 222.1335
IT | RES_SH_WST_BIO_MN_N | RES | V_DiscountedInvestmentByProcess | 2010 | 813.779
IT | RES_SH_WST_BIO_MN_N | RES | V_DiscountedInvestmentByProcess | 2020 | 1454.0411
IT | RES_SH_WST_BIO_MN_N | RES | V_DiscountedInvestmentByProcess | 2030 | 707.032
IT | RES_SH_WST_BIO_MN_N | RES | V_DiscountedInvestmentByProcess | 2040 | 500.5387
IT | RES_SH_WST_BIO_MN_N | RES | V_DiscountedInvestmentByProcess | 2050 | 59.8335
IT | RES_SC_AHP_ELC_STD_N | RES | V_DiscountedInvestmentByProcess | 2010 | 155220.152
IT | RES_SC_AHP_ELC_STD_N | RES | V_DiscountedInvestmentByProcess | 2020 | 826746.4397
IT | RES_SC_AHP_ELC_STD_N | RES | V_DiscountedInvestmentByProcess | 2030 | 363956.8508
IT | RES_SC_AHP_ELC_STD_N | RES | V_DiscountedInvestmentByProcess | 2040 | 291969.1716
IT | RES_SC_AHP_ELC_STD_N | RES | V_DiscountedInvestmentByProcess | 2050 | 39541.5581
IT | RES_MISC_EQP_N | RES | V_DiscountedInvestmentByProcess | 2007 | 2.6756
IT | RES_MISC_EQP_N | RES | V_DiscountedInvestmentByProcess | 2010 | 294.571
IT | RES_MISC_EQP_N | RES | V_DiscountedInvestmentByProcess | 2020 | 304.8757
IT | RES_MISC_EQP_N | RES | V_DiscountedInvestmentByProcess | 2030 | 188.5347
IT | RES_MISC_EQP_N | RES | V_DiscountedInvestmentByProcess | 2040 | 115.295
IT | RES_MISC_EQP_N | RES | V_DiscountedInvestmentByProcess | 2050 | 39.3579
IT | TRA_FT_DST_N | TRA | V_DiscountedInvestmentByProcess | 2007 | 76.2716
IT | TRA_FT_DST_N | TRA | V_DiscountedInvestmentByProcess | 2010 | 2999.3058
IT | TRA_FT_DST_N | TRA | V_DiscountedInvestmentByProcess | 2020 | 3917.7747
IT | TRA_FT_DST_N | TRA | V_DiscountedInvestmentByProcess | 2030 | 621.2056
IT | TRA_FT_DST_N | TRA | V_DiscountedInvestmentByProcess | 2040 | 1144.3777
IT | TRA_FT_DST_N | TRA | V_DiscountedInvestmentByProcess | 2050 | 32.1696
IT | TRA_FT_GSL_N | TRA | V_DiscountedInvestmentByProcess | 2010 | 591.9117
IT | TRA_FT_GSL_N | TRA | V_DiscountedInvestmentByProcess | 2020 | 1619.8906
IT | TRA_FT_GSL_N | TRA | V_DiscountedInvestmentByProcess | 2030 | 1874.5479
IT | TRA_FT_GSL_N | TRA | V_DiscountedInvestmentByProcess | 2040 | 621.3209
IT | TRA_FT_GSL_N | TRA | V_DiscountedInvestmentByProcess | 2050 | 256.0143
IT | TRA_FT_HFO_N | TRA | V_DiscountedInvestmentByProcess | 2007 | 114.3356
IT | TRA_FT_HFO_N | TRA | V_DiscountedInvestmentByProcess | 2010 | 201.2319
IT | TRA_FT_HFO_N | TRA | V_DiscountedInvestmentByProcess | 2020 | 253.5608
IT | TRA_FT_HFO_N | TRA | V_DiscountedInvestmentByProcess | 2050 | 19.4818
IT | TRA_FT_JTK_N | TRA | V_DiscountedInvestmentByProcess | 2007 | 161.1122
IT | TRA_FT_JTK_N | TRA | V_DiscountedInvestmentByProcess | 2010 | 215.0445
IT | TRA_FT_JTK_N | TRA | V_DiscountedInvestmentByProcess | 2020 | 319.3155
IT | TRA_FT_JTK_N | TRA | V_DiscountedInvestmentByProcess | 2030 | 526.2712
IT | TRA_FT_JTK_N | TRA | V_DiscountedInvestmentByProcess | 2040 | 161.9278
IT | TRA_FT_JTK_N | TRA | V_DiscountedInvestmentByProcess | 2050 | 84.5004
IT | TRA_FT_LNG_N | TRA | V_DiscountedInvestmentByProcess | 2030 | 1431.9827
IT | TRA_FT_LNG_N | TRA | V_DiscountedInvestmentByProcess | 2040 | 709.1015
IT | TRA_FT_LPG_N | TRA | V_DiscountedInvestmentByProcess | 2007 | 221.0664
IT | TRA_FT_LPG_N | TRA | V_DiscountedInvestmentByProcess | 2010 | 636.7446
IT | TRA_FT_LPG_N | TRA | V_DiscountedInvestmentByProcess | 2020 | 918.0209
IT | TRA_FT_LPG_N | TRA | V_DiscountedInvestmentByProcess | 2030 | 741.1896
IT | TRA_FT_LPG_N | TRA | V_DiscountedInvestmentByProcess | 2040 | 746.1684
IT | TRA_FT_LPG_N | TRA | V_DiscountedInvestmentByProcess | 2050 | 373.1346
IT | TRA_FT_NGA_N | TRA | V_DiscountedInvestmentByProcess | 2010 | 1791.9207
IT | TRA_FT_NGA_N | TRA | V_DiscountedInvestmentByProcess | 2020 | 1591.9108
IT | TRA_AVI_INT_JTK_N | TRA | V_DiscountedInvestmentByProcess | 2007 | 11147.1434
IT | TRA_AVI_INT_JTK_N | TRA | V_DiscountedInvestmentByProcess | 2010 | 9408.0924
IT | TRA_AVI_INT_JTK_N | TRA | V_DiscountedInvestmentByProcess | 2020 | 17477.9237
IT | TRA_AVI_INT_JTK_N | TRA | V_DiscountedInvestmentByProcess | 2030 | 24847.7216
IT | TRA_AVI_INT_JTK_N | TRA | V_DiscountedInvestmentByProcess | 2040 | 9631.8989
IT | TRA_AVI_INT_JTK_N | TRA | V_DiscountedInvestmentByProcess | 2050 | 4026.3813
IT | TRA_AVI_DOM_JTK_N | TRA | V_DiscountedInvestmentByProcess | 2007 | 5025.5478
IT | TRA_AVI_DOM_JTK_N | TRA | V_DiscountedInvestmentByProcess | 2010 | 5651.3407
IT | TRA_AVI_DOM_JTK_N | TRA | V_DiscountedInvestmentByProcess | 2020 | 2147.8944
IT | TRA_AVI_DOM_JTK_N | TRA | V_DiscountedInvestmentByProcess | 2030 | 15137.5154
IT | TRA_AVI_DOM_JTK_N | TRA | V_DiscountedInvestmentByProcess | 2050 | 2328.0909
IT | TRA_AVI_DOM_H2L_N | TRA | V_DiscountedInvestmentByProcess | 2040 | 2377.2627
IT | TRA_RAIL_PAS_DST_N | TRA | V_DiscountedInvestmentByProcess | 2020 | 32.4404
IT | TRA_RAIL_PAS_DST_N | TRA | V_DiscountedInvestmentByProcess | 2030 | 17.956
IT | TRA_RAIL_PAS_DST_N | TRA | V_DiscountedInvestmentByProcess | 2040 | 8.5121
IT | TRA_RAIL_PAS_ELC_N | TRA | V_DiscountedInvestmentByProcess | 2007 | 4.305
IT | TRA_RAIL_PAS_ELC_N | TRA | V_DiscountedInvestmentByProcess | 2010 | 23.82
IT | TRA_RAIL_PAS_ELC_N | TRA | V_DiscountedInvestmentByProcess | 2020 | 5.0946
IT | TRA_RAIL_FRG_DST_N | TRA | V_DiscountedInvestmentByProcess | 2030 | 31.2343
IT | TRA_RAIL_FRG_DST_N | TRA | V_DiscountedInvestmentByProcess | 2040 | 0.11475
IT | TRA_RAIL_FRG_ELC_N | TRA | V_DiscountedInvestmentByProcess | 2007 | 1.9656
IT | TRA_RAIL_FRG_ELC_N | TRA | V_DiscountedInvestmentByProcess | 2010 | 16.1018
IT | TRA_RAIL_FRG_ELC_N | TRA | V_DiscountedInvestmentByProcess | 2020 | 53.5946
IT | TRA_RAIL_FRG_ELC_N | TRA | V_DiscountedInvestmentByProcess | 2050 | 0.075146
IT | TRA_NAV_DOM_DST_N | TRA | V_DiscountedInvestmentByProcess | 2007 | 0.11883
IT | TRA_NAV_DOM_HFO_N | TRA | V_DiscountedInvestmentByProcess | 2010 | 1.3959
IT | TRA_NAV_DOM_HFO_N | TRA | V_DiscountedInvestmentByProcess | 2020 | 2.7627
IT | TRA_NAV_DOM_HFO_N | TRA | V_DiscountedInvestmentByProcess | 2030 | 1.3984
IT | TRA_NAV_DOM_HFO_N | TRA | V_DiscountedInvestmentByProcess | 2050 | 0.02572
IT | TRA_NAV_DOM_LNG_N | TRA | V_DiscountedInvestmentByProcess | 2040 | 0.90582
IT | TRA_NAV_DOM_DUAL_N | TRA | V_DiscountedInvestmentByProcess | 2030 | 0.4293
IT | TRA_NAV_DOM_MET_ICE_N | TRA | V_DiscountedInvestmentByProcess | 2040 | 0.12267
IT | TRA_NAV_INT_DST_N | TRA | V_DiscountedInvestmentByProcess | 2007 | 7.1603
IT | TRA_NAV_INT_DST_N | TRA | V_DiscountedInvestmentByProcess | 2020 | 4.6705
IT | TRA_NAV_INT_HFO_N | TRA | V_DiscountedInvestmentByProcess | 2010 | 17.7907
IT | TRA_NAV_INT_HFO_N | TRA | V_DiscountedInvestmentByProcess | 2020 | 32.6836
IT | TRA_NAV_INT_HFO_N | TRA | V_DiscountedInvestmentByProcess | 2030 | 11.2749
IT | TRA_NAV_INT_HFO_N | TRA | V_DiscountedInvestmentByProcess | 2050 | 1.8222
IT | TRA_NAV_INT_LNG_N | TRA | V_DiscountedInvestmentByProcess | 2030 | 12.7442
IT | TRA_NAV_INT_LNG_N | TRA | V_DiscountedInvestmentByProcess | 2040 | 12.4257
IT | TRA_ROA_2WH_GSL_N | TRA | V_DiscountedInvestmentByProcess | 2007 | 15635.0096
IT | TRA_ROA_2WH_GSL_N | TRA | V_DiscountedInvestmentByProcess | 2010 | 25464.5309
IT | TRA_ROA_2WH_GSL_N | TRA | V_DiscountedInvestmentByProcess | 2020 | 85357.0256
IT | TRA_ROA_2WH_GSL_N | TRA | V_DiscountedInvestmentByProcess | 2030 | 45764.7702
IT | TRA_ROA_2WH_GSL_N | TRA | V_DiscountedInvestmentByProcess | 2040 | 29191.0789
IT | TRA_ROA_2WH_GSL_N | TRA | V_DiscountedInvestmentByProcess | 2050 | 7152.56
IT | TRA_ROA_BUS_DST_N | TRA | V_DiscountedInvestmentByProcess | 2007 | 1048.3479
IT | TRA_ROA_BUS_DST_N | TRA | V_DiscountedInvestmentByProcess | 2010 | 1573.1819
IT | TRA_ROA_BUS_PLGHYB_N | TRA | V_DiscountedInvestmentByProcess | 2020 | 5661.898
IT | TRA_ROA_BUS_PLGHYB_N | TRA | V_DiscountedInvestmentByProcess | 2030 | 2195.5102
IT | TRA_ROA_BUS_PLGHYB_N | TRA | V_DiscountedInvestmentByProcess | 2040 | 1641.1645
IT | TRA_ROA_BUS_PLGHYB_N | TRA | V_DiscountedInvestmentByProcess | 2050 | 182.2718
IT | TRA_ROA_CAR_GSL_N | TRA | V_DiscountedInvestmentByProcess | 2007 | 6787.104
IT | TRA_ROA_CAR_GSL_N | TRA | V_DiscountedInvestmentByProcess | 2010 | 20764.5393
IT | TRA_ROA_CAR_GSL_N | TRA | V_DiscountedInvestmentByProcess | 2020 | 79815.1122
IT | TRA_ROA_CAR_GSL_N | TRA | V_DiscountedInvestmentByProcess | 2030 | 113621.3767
IT | TRA_ROA_CAR_GSL_N | TRA | V_DiscountedInvestmentByProcess | 2040 | 81837.8363
IT | TRA_ROA_CAR_GSL_N | TRA | V_DiscountedInvestmentByProcess | 2050 | 18989.4055
IT | TRA_ROA_CAR_DST_N | TRA | V_DiscountedInvestmentByProcess | 2007 | 33060.9429
IT | TRA_ROA_CAR_DST_N | TRA | V_DiscountedInvestmentByProcess | 2010 | 100941.2243
IT | TRA_ROA_CAR_DST_N | TRA | V_DiscountedInvestmentByProcess | 2020 | 152754.1483
IT | TRA_ROA_CAR_DST_N | TRA | V_DiscountedInvestmentByProcess | 2030 | 60140.9423
IT | TRA_ROA_CAR_DST_N | TRA | V_DiscountedInvestmentByProcess | 2040 | 18285.0953
IT | TRA_ROA_CAR_LPG_N | TRA | V_DiscountedInvestmentByProcess | 2007 | 4727.1503
IT | TRA_ROA_CAR_LPG_N | TRA | V_DiscountedInvestmentByProcess | 2010 | 11284.1588
IT | TRA_ROA_CAR_LPG_N | TRA | V_DiscountedInvestmentByProcess | 2020 | 22760.5539
IT | TRA_ROA_CAR_LPG_N | TRA | V_DiscountedInvestmentByProcess | 2030 | 19854.8142
IT | TRA_ROA_CAR_LPG_N | TRA | V_DiscountedInvestmentByProcess | 2040 | 21012.343
IT | TRA_ROA_CAR_LPG_N | TRA | V_DiscountedInvestmentByProcess | 2050 | 11250.385
IT | TRA_ROA_HTR_DST_N | TRA | V_DiscountedInvestmentByProcess | 2007 | 2424.8023
IT | TRA_ROA_HTR_DST_N | TRA | V_DiscountedInvestmentByProcess | 2010 | 2017.7395
IT | TRA_ROA_HTR_DST_N | TRA | V_DiscountedInvestmentByProcess | 2020 | 10457.9401
IT | TRA_ROA_HTR_DST_N | TRA | V_DiscountedInvestmentByProcess | 2030 | 7126.0079
IT | TRA_ROA_HTR_DST_N | TRA | V_DiscountedInvestmentByProcess | 2040 | 6083.3464
IT | TRA_ROA_HTR_DST_N | TRA | V_DiscountedInvestmentByProcess | 2050 | 837.545
IT | TRA_ROA_HTR_NGA_N | TRA | V_DiscountedInvestmentByProcess | 2007 | 183.8396
IT | TRA_ROA_HTR_NGA_N | TRA | V_DiscountedInvestmentByProcess | 2010 | 1999.0601
IT | TRA_ROA_HTR_NGA_N | TRA | V_DiscountedInvestmentByProcess | 2020 | 2425.1116
IT | TRA_ROA_LCV_GSL_N | TRA | V_DiscountedInvestmentByProcess | 2030 | 14113.6943
IT | TRA_ROA_LCV_GSL_N | TRA | V_DiscountedInvestmentByProcess | 2050 | 2265.4119
IT | TRA_ROA_LCV_DST_N | TRA | V_DiscountedInvestmentByProcess | 2007 | 22794.4658
IT | TRA_ROA_LCV_DST_N | TRA | V_DiscountedInvestmentByProcess | 2010 | 36697.2786
IT | TRA_ROA_LCV_DST_N | TRA | V_DiscountedInvestmentByProcess | 2020 | 55576.4561
IT | TRA_ROA_LCV_DST_N | TRA | V_DiscountedInvestmentByProcess | 2030 | 12461.8089
IT | TRA_ROA_LCV_DST_N | TRA | V_DiscountedInvestmentByProcess | 2040 | 22348.4497
IT | TRA_ROA_LCV_DST_N | TRA | V_DiscountedInvestmentByProcess | 2050 | 55.7322
IT | TRA_ROA_MTR_DST_N | TRA | V_DiscountedInvestmentByProcess | 2007 | 2624.6307
IT | TRA_ROA_MTR_DST_N | TRA | V_DiscountedInvestmentByProcess | 2010 | 3524.5873
IT | TRA_ROA_MTR_DST_N | TRA | V_DiscountedInvestmentByProcess | 2020 | 12121.7109
IT | TRA_ROA_MTR_DST_N | TRA | V_DiscountedInvestmentByProcess | 2030 | 535.7745
IT | TRA_ROA_MTR_PLGHYB_N | TRA | V_DiscountedInvestmentByProcess | 2030 | 6554.8156
IT | TRA_ROA_MTR_PLGHYB_N | TRA | V_DiscountedInvestmentByProcess | 2040 | 5826.9691
IT | TRA_ROA_MTR_PLGHYB_N | TRA | V_DiscountedInvestmentByProcess | 2050 | 770.2011
IT | TRA_OTH_ELC_N | TRA | V_DiscountedInvestmentByProcess | 2007 | 2.1639
IT | TRA_OTH_ELC_N | TRA | V_DiscountedInvestmentByProcess | 2010 | 5.1535
IT | TRA_OTH_ELC_N | TRA | V_DiscountedInvestmentByProcess | 2020 | 12.6922
IT | TRA_OTH_ELC_N | TRA | V_DiscountedInvestmentByProcess | 2030 | 8.4933
IT | TRA_OTH_ELC_N | TRA | V_DiscountedInvestmentByProcess | 2040 | 5.3559
IT | TRA_OTH_ELC_N | TRA | V_DiscountedInvestmentByProcess | 2050 | 1.9881
IT | IND_FT_HET_N | IND | V_DiscountedInvestmentByProcess | 2007 | 1406.7511
IT | IND_FT_HET_N | IND | V_DiscountedInvestmentByProcess | 2010 | 152.6206
IT | IND_FT_NGA_N | IND | V_DiscountedInvestmentByProcess | 2020 | 1628.1012
IT | IND_FT_NGA_N | IND | V_DiscountedInvestmentByProcess | 2030 | 2756.4245
IT | IND_MD_NGA_N | IND | V_DiscountedInvestmentByProcess | 2030 | 9.7829
IT | IND_MD_ELC_N | IND | V_DiscountedInvestmentByProcess | 2007 | 17.6117
IT | IND_MD_ELC_N | IND | V_DiscountedInvestmentByProcess | 2020 | 1010.9427
IT | IND_MD_ELC_N | IND | V_DiscountedInvestmentByProcess | 2030 | 577.5776
IT | IND_MD_ELC_N | IND | V_DiscountedInvestmentByProcess | 2040 | 347.2228
IT | IND_MD_ELC_N | IND | V_DiscountedInvestmentByProcess | 2050 | 43.1744
IT | IND_STM_BFG_N | IND | V_DiscountedInvestmentByProcess | 2010 | 2.5864
IT | IND_STM_BFG_N | IND | V_DiscountedInvestmentByProcess | 2030 | 1.8328
IT | IND_STM_BIO_N | IND | V_DiscountedInvestmentByProcess | 2007 | 175.6845
IT | IND_STM_BIO_N | IND | V_DiscountedInvestmentByProcess | 2010 | 80.2473
IT | IND_STM_COG_N | IND | V_DiscountedInvestmentByProcess | 2030 | 77.0832
IT | IND_STM_HET_N | IND | V_DiscountedInvestmentByProcess | 2010 | 419.6483
IT | IND_STM_HET_N | IND | V_DiscountedInvestmentByProcess | 2020 | 385.2411
IT | IND_STM_HET_N | IND | V_DiscountedInvestmentByProcess | 2030 | 22.3529
IT | IND_STM_HET_N | IND | V_DiscountedInvestmentByProcess | 2040 | 104.1339
IT | IND_STM_HET_N | IND | V_DiscountedInvestmentByProcess | 2050 | 29.5151
IT | IND_STM_NGA_N | IND | V_DiscountedInvestmentByProcess | 2007 | 337.7693
IT | IND_STM_NGA_N | IND | V_DiscountedInvestmentByProcess | 2020 | 6.0746
IT | IND_STM_NGA_N | IND | V_DiscountedInvestmentByProcess | 2030 | 10.2176
IT | IND_CH_HVC_NAPSC_N | IND | V_DiscountedInvestmentByProcess | 2007 | 3050.7917
IT | IND_CH_HVC_NAPSC_N | IND | V_DiscountedInvestmentByProcess | 2020 | 133.8673
IT | IND_CH_HVC_NAPSC_N | IND | V_DiscountedInvestmentByProcess | 2050 | 84.4571
IT | IND_CH_HVC_ETHSC_N | IND | V_DiscountedInvestmentByProcess | 2007 | 317.6353
IT | IND_CH_HVC_ETHSC_N | IND | V_DiscountedInvestmentByProcess | 2020 | 296.9756
IT | IND_CH_HVC_ETHSC_N | IND | V_DiscountedInvestmentByProcess | 2030 | 304.6197
IT | IND_CH_HVC_ETHSC_N | IND | V_DiscountedInvestmentByProcess | 2050 | 57.9675
IT | IND_CH_HVC_NCC_N | IND | V_DiscountedInvestmentByProcess | 2020 | 1471.8421
IT | IND_CH_OLF_PDH_N | IND | V_DiscountedInvestmentByProcess | 2020 | 759.282
IT | IND_CH_OLF_PDH_N | IND | V_DiscountedInvestmentByProcess | 2030 | 3038.7958
IT | IND_CH_AMM_NGASR_N | IND | V_DiscountedInvestmentByProcess | 2007 | 238.1509
IT | IND_CH_AMM_NGASR_N | IND | V_DiscountedInvestmentByProcess | 2020 | 231.4321
IT | IND_CH_AMM_NGASR_N | IND | V_DiscountedInvestmentByProcess | 2030 | 254.3844
IT | IND_CH_AMM_NGASR_N | IND | V_DiscountedInvestmentByProcess | 2040 | 36.1011
IT | IND_CH_AMM_NGASR_N | IND | V_DiscountedInvestmentByProcess | 2050 | 9.1741
IT | IND_CH_MTH_NGASR_N | IND | V_DiscountedInvestmentByProcess | 2007 | 3.6546
IT | IND_CH_MTH_NGASR_N | IND | V_DiscountedInvestmentByProcess | 2020 | 7.7644
IT | IND_CH_MTH_NGASR_N | IND | V_DiscountedInvestmentByProcess | 2030 | 10.6431
IT | IND_CH_MTH_COAGSF_N | IND | V_DiscountedInvestmentByProcess | 2007 | 8.7143
IT | IND_CH_MTH_COAGSF_N | IND | V_DiscountedInvestmentByProcess | 2030 | 14.4445
IT | IND_CH_CHL_MERC_N | IND | V_DiscountedInvestmentByProcess | 2007 | 49.342
IT | IND_CH_CHL_MEMB_N | IND | V_DiscountedInvestmentByProcess | 2007 | 23.119
IT | IND_CH_CHL_MEMB_N | IND | V_DiscountedInvestmentByProcess | 2020 | 37.4208
IT | IND_CH_CHL_MEMB_N | IND | V_DiscountedInvestmentByProcess | 2030 | 58.4113
IT | IND_CH_CHL_MEMB_N | IND | V_DiscountedInvestmentByProcess | 2040 | 1.8387
IT | IND_CH_CHL_MEMB_N | IND | V_DiscountedInvestmentByProcess | 2050 | 2.488
IT | IND_CH_EC_N | IND | V_DiscountedInvestmentByProcess | 2007 | 94.9197
IT | IND_CH_EC_N | IND | V_DiscountedInvestmentByProcess | 2020 | 61.01
IT | IND_CH_EC_N | IND | V_DiscountedInvestmentByProcess | 2030 | 91.7408
IT | IND_CH_EC_N | IND | V_DiscountedInvestmentByProcess | 2040 | 7.7099
IT | IND_CH_EC_N | IND | V_DiscountedInvestmentByProcess | 2050 | 4.1485
IT | IND_CH_OTH_ELC_N | IND | V_DiscountedInvestmentByProcess | 2010 | 133.3883
IT | IND_CH_OTH_ELC_N | IND | V_DiscountedInvestmentByProcess | 2030 | 53.5138
IT | IND_CH_OTH_ELC_N | IND | V_DiscountedInvestmentByProcess | 2040 | 29.8544
IT | IND_CH_OTH_ELC_N | IND | V_DiscountedInvestmentByProcess | 2050 | 2.7225
IT | IND_CH_OTH_NGA_N | IND | V_DiscountedInvestmentByProcess | 2007 | 98.7406
IT | IND_CH_OTH_NGA_N | IND | V_DiscountedInvestmentByProcess | 2020 | 31.8698
IT | IND_CH_OTH_NGA_N | IND | V_DiscountedInvestmentByProcess | 2030 | 55.9958
IT | IND_CH_OTH_NGA_N | IND | V_DiscountedInvestmentByProcess | 2040 | 5.7824
IT | IND_CH_OTH_NGA_N | IND | V_DiscountedInvestmentByProcess | 2050 | 1.567
IT | IND_IS_BOF_BFBOF_N | IND | V_DiscountedInvestmentByProcess | 2007 | 707.0715
IT | IND_IS_DRI_DRIEAF_N | IND | V_DiscountedInvestmentByProcess | 2007 | 932.82
IT | IND_IS_DRI_DRIEAF_N | IND | V_DiscountedInvestmentByProcess | 2020 | 6092.1909
IT | IND_IS_DRI_DRIEAF_N | IND | V_DiscountedInvestmentByProcess | 2030 | 3869.3612
IT | IND_IS_DRI_DRIEAF_N | IND | V_DiscountedInvestmentByProcess | 2040 | 1804.1692
IT | IND_IS_DRI_DRIEAF_N | IND | V_DiscountedInvestmentByProcess | 2050 | 506.2133
IT | IND_IS_BOF_HISBOF_N | IND | V_DiscountedInvestmentByProcess | 2030 | 1415.6981
IT | IND_IS_BOF_HISBOF_N | IND | V_DiscountedInvestmentByProcess | 2040 | 6.6176
IT | IND_NF_ALU_SEC_N | IND | V_DiscountedInvestmentByProcess | 2007 | 187.9847
IT | IND_NF_ALU_SEC_N | IND | V_DiscountedInvestmentByProcess | 2020 | 1129.3884
IT | IND_NF_ALU_SEC_N | IND | V_DiscountedInvestmentByProcess | 2030 | 849.9559
IT | IND_NF_ALU_SEC_N | IND | V_DiscountedInvestmentByProcess | 2040 | 344.8708
IT | IND_NF_ALU_SEC_N | IND | V_DiscountedInvestmentByProcess | 2050 | 116.8502
IT | IND_NF_COP_N | IND | V_DiscountedInvestmentByProcess | 2007 | 122.7736
IT | IND_NF_COP_N | IND | V_DiscountedInvestmentByProcess | 2020 | 708.6251
IT | IND_NF_COP_N | IND | V_DiscountedInvestmentByProcess | 2030 | 488.0333
IT | IND_NF_COP_N | IND | V_DiscountedInvestmentByProcess | 2040 | 6.5515
IT | IND_NF_COP_N | IND | V_DiscountedInvestmentByProcess | 2050 | 49.0852
IT | IND_NF_ZNC_N | IND | V_DiscountedInvestmentByProcess | 2007 | 51.506
IT | IND_NF_ZNC_N | IND | V_DiscountedInvestmentByProcess | 2020 | 307.9733
IT | IND_NF_ZNC_N | IND | V_DiscountedInvestmentByProcess | 2030 | 211.8099
IT | IND_NF_ZNC_N | IND | V_DiscountedInvestmentByProcess | 2040 | 2.6761
IT | IND_NF_ZNC_N | IND | V_DiscountedInvestmentByProcess | 2050 | 21.3306
IT | IND_NF_EC_N | IND | V_DiscountedInvestmentByProcess | 2007 | 132.7669
IT | IND_NF_EC_N | IND | V_DiscountedInvestmentByProcess | 2020 | 729.6571
IT | IND_NF_EC_N | IND | V_DiscountedInvestmentByProcess | 2030 | 486.9931
IT | IND_NF_EC_N | IND | V_DiscountedInvestmentByProcess | 2040 | 5.5405
IT | IND_NF_EC_N | IND | V_DiscountedInvestmentByProcess | 2050 | 46.2888
IT | IND_NF_OTH_ELC_N | IND | V_DiscountedInvestmentByProcess | 2020 | 24.7207
IT | IND_NF_OTH_ELC_N | IND | V_DiscountedInvestmentByProcess | 2030 | 20.5615
IT | IND_NF_OTH_ELC_N | IND | V_DiscountedInvestmentByProcess | 2050 | 1.9523
IT | IND_NF_OTH_NGA_N | IND | V_DiscountedInvestmentByProcess | 2007 | 17.8148
IT | IND_NF_OTH_NGA_N | IND | V_DiscountedInvestmentByProcess | 2020 | 7.8584
IT | IND_NF_OTH_NGA_N | IND | V_DiscountedInvestmentByProcess | 2030 | 7.0024
IT | IND_NF_OTH_NGA_N | IND | V_DiscountedInvestmentByProcess | 2040 | 1.5989
IT | IND_NF_OTH_NGA_N | IND | V_DiscountedInvestmentByProcess | 2050 | 0.55201
IT | IND_NM_CLK_DRY_N | IND | V_DiscountedInvestmentByProcess | 2030 | 1682.8527
IT | IND_NM_CLK_DRY_BIO_N | IND | V_DiscountedInvestmentByProcess | 2007 | 930.8726
IT | IND_NM_CLK_DRY_BIO_N | IND | V_DiscountedInvestmentByProcess | 2020 | 2212.0012
IT | IND_NM_CLK_DRY_BIO_N | IND | V_DiscountedInvestmentByProcess | 2030 | 1669.1698
IT | IND_NM_CLK_DRY_BIO_N | IND | V_DiscountedInvestmentByProcess | 2040 | 112.4115
IT | IND_NM_CLK_DRY_BIO_N | IND | V_DiscountedInvestmentByProcess | 2050 | 161.0933
IT | IND_NM_CEM_BLN_N | IND | V_DiscountedInvestmentByProcess | 2007 | 45.6429
IT | IND_NM_CEM_BLN_N | IND | V_DiscountedInvestmentByProcess | 2020 | 108.4597
IT | IND_NM_CEM_BLN_N | IND | V_DiscountedInvestmentByProcess | 2030 | 186.697
IT | IND_NM_CEM_BLN_N | IND | V_DiscountedInvestmentByProcess | 2040 | 17.7048
IT | IND_NM_CEM_BLN_N | IND | V_DiscountedInvestmentByProcess | 2050 | 4.7609
IT | IND_NM_LIM_LRK_N | IND | V_DiscountedInvestmentByProcess | 2007 | 175.9927
IT | IND_NM_LIM_LRK_N | IND | V_DiscountedInvestmentByProcess | 2020 | 474.1165
IT | IND_NM_LIM_LRK_N | IND | V_DiscountedInvestmentByProcess | 2030 | 676.8892
IT | IND_NM_LIM_LRK_N | IND | V_DiscountedInvestmentByProcess | 2040 | 75.9825
IT | IND_NM_LIM_LRK_N | IND | V_DiscountedInvestmentByProcess | 2050 | 20.3136
IT | IND_NM_GLS_FOSS_N | IND | V_DiscountedInvestmentByProcess | 2030 | 361.2963
IT | IND_NM_GLS_FOSS_N | IND | V_DiscountedInvestmentByProcess | 2050 | 10.6301
IT | IND_NM_GLS_ELEC_N | IND | V_DiscountedInvestmentByProcess | 2007 | 103.4884
IT | IND_NM_GLS_ELEC_N | IND | V_DiscountedInvestmentByProcess | 2020 | 242.0883
IT | IND_NM_GLS_ELEC_N | IND | V_DiscountedInvestmentByProcess | 2030 | 56.3304
IT | IND_NM_GLS_ELEC_N | IND | V_DiscountedInvestmentByProcess | 2040 | 39.5708
IT | IND_NM_CRM_N | IND | V_DiscountedInvestmentByProcess | 2007 | 223.6243
IT | IND_NM_CRM_N | IND | V_DiscountedInvestmentByProcess | 2020 | 339.9794
IT | IND_NM_CRM_N | IND | V_DiscountedInvestmentByProcess | 2030 | 229.4615
IT | IND_NM_CRM_N | IND | V_DiscountedInvestmentByProcess | 2040 | 109.2532
IT | IND_NM_CRM_N | IND | V_DiscountedInvestmentByProcess | 2050 | 31.7973
IT | IND_PP_PUL_SUL_N | IND | V_DiscountedInvestmentByProcess | 2007 | 288.4781
IT | IND_PP_PUL_SUL_N | IND | V_DiscountedInvestmentByProcess | 2020 | 1354.9723
IT | IND_PP_PUL_SUL_N | IND | V_DiscountedInvestmentByProcess | 2030 | 799.1521
IT | IND_PP_PUL_SUL_N | IND | V_DiscountedInvestmentByProcess | 2050 | 73.1185
IT | IND_PP_PUL_MEC_N | IND | V_DiscountedInvestmentByProcess | 2010 | 18.9939
IT | IND_PP_PUL_SCH_N | IND | V_DiscountedInvestmentByProcess | 2020 | 105.4444
IT | IND_PP_PUL_SCH_N | IND | V_DiscountedInvestmentByProcess | 2030 | 74.8967
IT | IND_PP_PUL_SCH_N | IND | V_DiscountedInvestmentByProcess | 2050 | 4.943
IT | IND_PP_PUL_REC_N | IND | V_DiscountedInvestmentByProcess | 2007 | 492.0726
IT | IND_PP_PUL_REC_N | IND | V_DiscountedInvestmentByProcess | 2020 | 1602.5677
IT | IND_PP_PUL_REC_N | IND | V_DiscountedInvestmentByProcess | 2030 | 903.004
IT | IND_PP_PUL_REC_N | IND | V_DiscountedInvestmentByProcess | 2040 | 25.3067
IT | IND_PP_PUL_REC_N | IND | V_DiscountedInvestmentByProcess | 2050 | 108.303
IT | IND_PP_PAP_N | IND | V_DiscountedInvestmentByProcess | 2007 | 2212.4135
IT | IND_PP_PAP_N | IND | V_DiscountedInvestmentByProcess | 2010 | 25.7784
IT | IND_PP_PAP_N | IND | V_DiscountedInvestmentByProcess | 2020 | 9377.9701
IT | IND_PP_PAP_N | IND | V_DiscountedInvestmentByProcess | 2030 | 6165.1054
IT | IND_PP_PAP_N | IND | V_DiscountedInvestmentByProcess | 2040 | 2929.7545
IT | IND_PP_PAP_N | IND | V_DiscountedInvestmentByProcess | 2050 | 821.6296
IT | IND_PP_PH_NGA_N | IND | V_DiscountedInvestmentByProcess | 2007 | 16.5784
IT | IND_PP_PH_NGA_N | IND | V_DiscountedInvestmentByProcess | 2020 | 67.6652
IT | IND_PP_PH_NGA_N | IND | V_DiscountedInvestmentByProcess | 2030 | 38.5019
IT | IND_PP_PH_NGA_N | IND | V_DiscountedInvestmentByProcess | 2050 | 3.5448
IT | IND_CHP_NGA_TG_N | IND | V_DiscountedInvestmentByProcess | 2030 | 583.5226
IT | IND_CHP_NGA_TG_N | IND | V_DiscountedInvestmentByProcess | 2040 | 848.4848
IT | IND_CHP_NGA_TG_N | IND | V_DiscountedInvestmentByProcess | 2050 | 48.5471
IT | IND_OTH_OTH_ELC_N | IND | V_DiscountedInvestmentByProcess | 2007 | 28.5464
IT | IND_OTH_OTH_ELC_N | IND | V_DiscountedInvestmentByProcess | 2010 | 21.8901
IT | IND_OTH_OTH_ELC_N | IND | V_DiscountedInvestmentByProcess | 2020 | 466.9321
IT | IND_OTH_OTH_ELC_N | IND | V_DiscountedInvestmentByProcess | 2030 | 295.4493
IT | IND_OTH_OTH_ELC_N | IND | V_DiscountedInvestmentByProcess | 2040 | 55.214
IT | IND_OTH_OTH_ELC_N | IND | V_DiscountedInvestmentByProcess | 2050 | 14.6337
IT | IND_OTH_PH_NGA_N | IND | V_DiscountedInvestmentByProcess | 2007 | 169.0421
IT | IND_OTH_PH_NGA_N | IND | V_DiscountedInvestmentByProcess | 2010 | 93.5543
IT | IND_OTH_PH_NGA_N | IND | V_DiscountedInvestmentByProcess | 2020 | 1201.0654
IT | IND_OTH_PH_NGA_N | IND | V_DiscountedInvestmentByProcess | 2040 | 13.0302
IT | IND_OTH_PH_NGA_N | IND | V_DiscountedInvestmentByProcess | 2050 | 75.804
IT | ELC_NGA_CC_N | ELC | V_DiscountedInvestmentByProcess | 2030 | 1681.4719
IT | ELC_NGA_CC_N | ELC | V_DiscountedInvestmentByProcess | 2040 | 1472.9231
IT | ELC_BLQ_N | ELC | V_DiscountedInvestmentByProcess | 2020 | 571.3626
IT | ELC_BLQ_N | ELC | V_DiscountedInvestmentByProcess | 2050 | 97.3318
IT | ELC_BIO_5C_N | ELC | V_DiscountedInvestmentByProcess | 2020 | 2257.0534
IT | ELC_BGS_AGR_N | ELC | V_DiscountedInvestmentByProcess | 2020 | 612.2891
IT | ELC_BGS_AGR_N | ELC | V_DiscountedInvestmentByProcess | 2030 | 349.5851
IT | ELC_BGS_AGR_N | ELC | V_DiscountedInvestmentByProcess | 2040 | 287.5691
IT | ELC_BGS_LAN_N | ELC | V_DiscountedInvestmentByProcess | 2010 | 361.8277
IT | ELC_BGS_LAN_N | ELC | V_DiscountedInvestmentByProcess | 2020 | 244.9157
IT | ELC_BGS_LAN_N | ELC | V_DiscountedInvestmentByProcess | 2030 | 217.7037
IT | ELC_BGS_LAN_N | ELC | V_DiscountedInvestmentByProcess | 2040 | 153.3702
IT | ELC_BGS_LAN_N | ELC | V_DiscountedInvestmentByProcess | 2050 | 58.9904
IT | ELC_HYD_MINI_N | ELC | V_DiscountedInvestmentByProcess | 2020 | 2801.5219
IT | ELC_HYD_MINI_N | ELC | V_DiscountedInvestmentByProcess | 2030 | 282.9517
IT | ELC_WIN_N | ELC | V_DiscountedInvestmentByProcess | 2020 | 4142.3942
IT | ELC_PV_GRO_ITF_N | ELC | V_DiscountedInvestmentByProcess | 2020 | 1953.0458
IT | ELC_PV_GRO_ITG_N | ELC | V_DiscountedInvestmentByProcess | 2020 | 1143.087
IT | ELC_PV_GRO_ITH_N | ELC | V_DiscountedInvestmentByProcess | 2010 | 36.7343
IT | ELC_PV_GRO_ITH_N | ELC | V_DiscountedInvestmentByProcess | 2020 | 3207.6011
IT | ELC_PV_GRO_ITI_N | ELC | V_DiscountedInvestmentByProcess | 2010 | 11041.809
IT | ELC_PV_GRO_ITI_N | ELC | V_DiscountedInvestmentByProcess | 2030 | 915.5702
IT | ELC_PV_ROOF_ITC_N | ELC | V_DiscountedInvestmentByProcess | 2040 | 316.2449
IT | ELC_PV_ROOF_ITF_N | ELC | V_DiscountedInvestmentByProcess | 2030 | 1167.0668
IT | ELC_PV_ROOF_ITF_N | ELC | V_DiscountedInvestmentByProcess | 2040 | 61.5925
IT | ELC_PV_ROOF_ITG_N | ELC | V_DiscountedInvestmentByProcess | 2020 | 389.0086
IT | ELC_PV_ROOF_ITG_N | ELC | V_DiscountedInvestmentByProcess | 2030 | 359.0196
IT | ELC_PV_ROOF_ITG_N | ELC | V_DiscountedInvestmentByProcess | 2040 | 52.6401
IT | ELC_PV_ROOF_ITH_N | ELC | V_DiscountedInvestmentByProcess | 2020 | 1563.5607
IT | ELC_PV_ROOF_ITH_N | ELC | V_DiscountedInvestmentByProcess | 2030 | 297.5752
IT | ELC_PV_ROOF_ITH_N | ELC | V_DiscountedInvestmentByProcess | 2040 | 119.2459
IT | ELC_PV_ROOF_ITI_N | ELC | V_DiscountedInvestmentByProcess | 2020 | 2095.8367
IT | ELC_PV_ROOF_ITI_N | ELC | V_DiscountedInvestmentByProcess | 2030 | 248.4262
IT | ELC_PV_ROOF_ITI_N | ELC | V_DiscountedInvestmentByProcess | 2040 | 99.5506
IT | ELC_H2_PEMFC_N | ELC | V_DiscountedInvestmentByProcess | 2050 | 0.23134
IT | ELC_CHP_BMU_N | ELC | V_DiscountedInvestmentByProcess | 2020 | 695.4998
IT | ELC_CHP_BMU_N | ELC | V_DiscountedInvestmentByProcess | 2030 | 543.4408
IT | ELC_CHP_BMU_N | ELC | V_DiscountedInvestmentByProcess | 2040 | 517.6291
IT | ELC_CHP_BMU_N | ELC | V_DiscountedInvestmentByProcess | 2050 | 114.0542
IT | ELC_CHP_NGA_CC_N | ELC | V_DiscountedInvestmentByProcess | 2007 | 1950.3976
IT | ELC_CHP_NGA_CC_N | ELC | V_DiscountedInvestmentByProcess | 2020 | 4770.48
IT | ELC_CHP_NGA_CC_N | ELC | V_DiscountedInvestmentByProcess | 2040 | 67.5682
IT | ELC_CHP_NGA_CP_N | ELC | V_DiscountedInvestmentByProcess | 2020 | 1261.8672
IT | ELC_CHP_NGA_CP_N | ELC | V_DiscountedInvestmentByProcess | 2030 | 3981.8691
IT | ELC_CHP_NGA_CP_N | ELC | V_DiscountedInvestmentByProcess | 2040 | 371.0118
IT | HET_OIL_N | ELC | V_DiscountedInvestmentByProcess | 2020 | 111.4819
IT | HET_GEO_N | ELC | V_DiscountedInvestmentByProcess | 2010 | 191.6777
IT | HET_GEO_N | ELC | V_DiscountedInvestmentByProcess | 2020 | 289.3711
IT | HET_GEO_N | ELC | V_DiscountedInvestmentByProcess | 2030 | 114.4898
IT | UPS_REG_GAS_LNG | UPS | V_DiscountedInvestmentByProcess | 2007 | 426.7157
IT | UPS_REG_GAS_LNG | UPS | V_DiscountedInvestmentByProcess | 2010 | 673.8992
IT | UPS_REG_GAS_LNG | UPS | V_DiscountedInvestmentByProcess | 2020 | 471.5176
IT | UPS_SEC_REF_FLX | UPS | V_DiscountedInvestmentByProcess | 2007 | 19654.141
IT | UPS_SEC_BGS_UPG | UPS | V_DiscountedInvestmentByProcess | 2020 | 27.8973
IT | UPS_RNW_SLB_MED | UPS | V_DiscountedInvestmentByProcess | 2007 | 139.5717
IT | UPS_RNW_SLB_MED | UPS | V_DiscountedInvestmentByProcess | 2030 | 43.1756
IT | UPS_RNW_SLB_MED | UPS | V_DiscountedInvestmentByProcess | 2040 | 4.737
IT | UPS_RNW_SLB_MED | UPS | V_DiscountedInvestmentByProcess | 2050 | 5.9355
IT | UPS_RNW_BGS | UPS | V_DiscountedInvestmentByProcess | 2007 | 553.2255
IT | UPS_RNW_BGS | UPS | V_DiscountedInvestmentByProcess | 2010 | 508.1278
IT | UPS_RNW_BGS | UPS | V_DiscountedInvestmentByProcess | 2020 | 1127.8375
IT | UPS_RNW_BGS | UPS | V_DiscountedInvestmentByProcess | 2030 | 390.7248
IT | UPS_RNW_BGS | UPS | V_DiscountedInvestmentByProcess | 2040 | 335.2787
IT | UPS_RNW_BGS | UPS | V_DiscountedInvestmentByProcess | 2050 | 46.3867
IT | H2_SMR_CL | H2 | V_DiscountedInvestmentByProcess | 2040 | 21.8059
IT | H2_SMR_CL | H2 | V_DiscountedInvestmentByProcess | 2050 | 2.606
IT | H2_TRA_FT_LC1 | H2 | V_DiscountedInvestmentByProcess | 2040 | 136.5079
IT | AGR_FT_NGA | AGR | V_DiscountedFixedCostsByProcess | 2006 | 479.006
IT | AGR_FT_NGA | AGR | V_DiscountedFixedCostsByProcess | 2040 | 17.2053
IT | AGR_FT_NGA | AGR | V_DiscountedFixedCostsByProcess | 2050 | 9.4814
IT | AGR_FT_DST | AGR | V_DiscountedFixedCostsByProcess | 2006 | 12056.307
IT | AGR_FT_DST | AGR | V_DiscountedFixedCostsByProcess | 2040 | 138.233
IT | AGR_FT_DST | AGR | V_DiscountedFixedCostsByProcess | 2050 | 224.0656
IT | AGR_FT_GSL | AGR | V_DiscountedFixedCostsByProcess | 2006 | 76.1815
IT | AGR_FT_LPG | AGR | V_DiscountedFixedCostsByProcess | 2006 | 355.5139
IT | AGR_FT_BIO | AGR | V_DiscountedFixedCostsByProcess | 2006 | 1.1525
IT | AGR_FT_BIO | AGR | V_DiscountedFixedCostsByProcess | 2010 | 0.92332
IT | AGR_FT_BIO | AGR | V_DiscountedFixedCostsByProcess | 2020 | 27.0923
IT | AGR_FT_GEO | AGR | V_DiscountedFixedCostsByProcess | 2006 | 5.8785
IT | AGR_FT_GEO | AGR | V_DiscountedFixedCostsByProcess | 2050 | 0.10526
IT | AGR_FT_SOL | AGR | V_DiscountedFixedCostsByProcess | 2007 | 0.0254
IT | AGR_FT_SOL | AGR | V_DiscountedFixedCostsByProcess | 2010 | 0.039005
IT | AGR_FT_SOL | AGR | V_DiscountedFixedCostsByProcess | 2020 | 0.051066
IT | AGR_FT_SOL | AGR | V_DiscountedFixedCostsByProcess | 2040 | 0.0013707
IT | AGR_FT_SOL | AGR | V_DiscountedFixedCostsByProcess | 2050 | 0.0024895
IT | COM_FT_NGA_N | COM | V_DiscountedFixedCostsByProcess | 2010 | 4158.4049
IT | COM_FT_NGA_N | COM | V_DiscountedFixedCostsByProcess | 2020 | 18403.3179
IT | COM_FT_NGA_N | COM | V_DiscountedFixedCostsByProcess | 2030 | 1795.3188
IT | COM_FT_DST_N | COM | V_DiscountedFixedCostsByProcess | 2030 | 1746.4161
IT | COM_FT_LPG_N | COM | V_DiscountedFixedCostsByProcess | 2010 | 143.6983
IT | COM_FT_LPG_N | COM | V_DiscountedFixedCostsByProcess | 2020 | 3952.9373
IT | COM_FT_LPG_N | COM | V_DiscountedFixedCostsByProcess | 2030 | 7510.7686
IT | COM_FT_BIO_N | COM | V_DiscountedFixedCostsByProcess | 2020 | 253.2893
IT | COM_FT_BIO_N | COM | V_DiscountedFixedCostsByProcess | 2030 | 0.51577
IT | COM_FT_SOL_N | COM | V_DiscountedFixedCostsByProcess | 2020 | 4.4035
IT | COM_FT_SOL_N | COM | V_DiscountedFixedCostsByProcess | 2030 | 0.1142
IT | COM_SH_DST_N | COM | V_DiscountedFixedCostsByProcess | 2030 | 56.9983
IT | COM_SH_DST_N | COM | V_DiscountedFixedCostsByProcess | 2040 | 3.1587
IT | COM_SH_COND_DST_N | COM | V_DiscountedFixedCostsByProcess | 2020 | 17.347
IT | COM_SH_NGA_N | COM | V_DiscountedFixedCostsByProcess | 2040 | 153.0159
IT | COM_SH_COND_NGA_N | COM | V_DiscountedFixedCostsByProcess | 2020 | 1177.5935
IT | COM_SH_COND_NGA_N | COM | V_DiscountedFixedCostsByProcess | 2040 | 177.2107
IT | COM_SH_LPG_N | COM | V_DiscountedFixedCostsByProcess | 2040 | 44.788
IT | COM_SH_COND_LPG_N | COM | V_DiscountedFixedCostsByProcess | 2020 | 211.8915
IT | COM_SH_COND_LPG_N | COM | V_DiscountedFixedCostsByProcess | 2030 | 357.6404
IT | COM_LG_LFL_N | COM | V_DiscountedFixedCostsByProcess | 2007 | 367.6697
IT | COM_LG_LFL_N | COM | V_DiscountedFixedCostsByProcess | 2010 | 2103.923
IT | COM_LG_LFL_N | COM | V_DiscountedFixedCostsByProcess | 2030 | 2389.8337
IT | COM_LG_LFL_N | COM | V_DiscountedFixedCostsByProcess | 2040 | 1488.0691
IT | COM_LG_LFL_N | COM | V_DiscountedFixedCostsByProcess | 2050 | 470.0527
IT | COM_LG_SOD_N | COM | V_DiscountedFixedCostsByProcess | 2020 | 3553.4614
IT | COM_WH_NGA_N | COM | V_DiscountedFixedCostsByProcess | 2050 | 0.85325
IT | COM_WH_COND_NGA_N | COM | V_DiscountedFixedCostsByProcess | 2020 | 22.9342
IT | COM_WH_COND_NGA_N | COM | V_DiscountedFixedCostsByProcess | 2040 | 7.3601
IT | COM_WH_ELC_N | COM | V_DiscountedFixedCostsByProcess | 2030 | 0.054987
IT | COM_WH_ELC_N | COM | V_DiscountedFixedCostsByProcess | 2050 | 1.9027
IT | COM_WH_AHP_ELC_N | COM | V_DiscountedFixedCostsByProcess | 2020 | 331.4002
IT | COM_WH_HEX_HET_N | COM | V_DiscountedFixedCostsByProcess | 2020 | 0
IT | COM_WH_HEX_HET_N | COM | V_DiscountedFixedCostsByProcess | 2030 | 0
IT | COM_WH_HEX_HET_N | COM | V_DiscountedFixedCostsByProcess | 2040 | 0
IT | COM_WH_HEX_HET_N | COM | V_DiscountedFixedCostsByProcess | 2050 | 0
IT | COM_SH_HEX_HET_N | COM | V_DiscountedFixedCostsByProcess | 2020 | 2.3523
IT | COM_SH_HEX_HET_N | COM | V_DiscountedFixedCostsByProcess | 2030 | 0.72729
IT | COM_SH_HEX_HET_N | COM | V_DiscountedFixedCostsByProcess | 2040 | 1.1103
IT | COM_SH_HP_AIR_N | COM | V_DiscountedFixedCostsByProcess | 2030 | 711.9879
IT | COM_SH_HP_PRB_N | COM | V_DiscountedFixedCostsByProcess | 2020 | 5042.1952
IT | COM_SH_HP_N | COM | V_DiscountedFixedCostsByProcess | 2050 | 2081.3297
IT | COM_SH_NGA_SOL_N | COM | V_DiscountedFixedCostsByProcess | 2020 | 12.8005
IT | COM_SH_WPEL_N | COM | V_DiscountedFixedCostsByProcess | 2020 | 39.276
IT | COM_SC_ROOF_ADV_N | COM | V_DiscountedFixedCostsByProcess | 2030 | 54846.5078
IT | COM_SC_ROOF_ADV_N | COM | V_DiscountedFixedCostsByProcess | 2040 | 8323.3438
IT | COM_SC_NGA_STD_N | COM | V_DiscountedFixedCostsByProcess | 2020 | 10529.085
IT | COM_CK_NGA_N | COM | V_DiscountedFixedCostsByProcess | 2007 | 18.1364
IT | COM_CK_NGA_N | COM | V_DiscountedFixedCostsByProcess | 2010 | 47.4459
IT | COM_CK_NGA_N | COM | V_DiscountedFixedCostsByProcess | 2020 | 107.437
IT | COM_CK_NGA_N | COM | V_DiscountedFixedCostsByProcess | 2030 | 42.5897
IT | COM_CK_NGA_N | COM | V_DiscountedFixedCostsByProcess | 2040 | 31.1026
IT | COM_CK_NGA_N | COM | V_DiscountedFixedCostsByProcess | 2050 | 2.8838
IT | COM_CK_ELC_N | COM | V_DiscountedFixedCostsByProcess | 2007 | 10.9166
IT | COM_CK_ELC_N | COM | V_DiscountedFixedCostsByProcess | 2010 | 11.8413
IT | COM_CK_ELC_N | COM | V_DiscountedFixedCostsByProcess | 2020 | 28.8428
IT | COM_CK_ELC_N | COM | V_DiscountedFixedCostsByProcess | 2030 | 16.4152
IT | COM_CK_ELC_N | COM | V_DiscountedFixedCostsByProcess | 2040 | 12.7784
IT | COM_CK_ELC_N | COM | V_DiscountedFixedCostsByProcess | 2050 | 1.9367
IT | COM_OE_OFF_ELC_IMP_N | COM | V_DiscountedFixedCostsByProcess | 2007 | 45.2797
IT | COM_OE_OFF_ADV_N | COM | V_DiscountedFixedCostsByProcess | 2010 | 109.6219
IT | COM_OE_OFF_ADV_N | COM | V_DiscountedFixedCostsByProcess | 2020 | 295.7725
IT | COM_OE_OFF_ADV_N | COM | V_DiscountedFixedCostsByProcess | 2030 | 198.9842
IT | COM_OE_OFF_ADV_N | COM | V_DiscountedFixedCostsByProcess | 2040 | 123.8796
IT | COM_OE_OFF_ADV_N | COM | V_DiscountedFixedCostsByProcess | 2050 | 43.8878
IT | COM_RF_STD_N | COM | V_DiscountedFixedCostsByProcess | 2030 | 378.8029
IT | COM_RF_STD_N | COM | V_DiscountedFixedCostsByProcess | 2040 | 235.8862
IT | COM_RF_STD_N | COM | V_DiscountedFixedCostsByProcess | 2050 | 83.5542
IT | COM_RF_N | COM | V_DiscountedFixedCostsByProcess | 2020 | 822.4726
IT | RES_FT_NGA_N | RES | V_DiscountedFixedCostsByProcess | 2010 | 15302.4701
IT | RES_FT_NGA_N | RES | V_DiscountedFixedCostsByProcess | 2020 | 24429.7322
IT | RES_FT_NGA_N | RES | V_DiscountedFixedCostsByProcess | 2030 | 19739.0697
IT | RES_FT_DST_N | RES | V_DiscountedFixedCostsByProcess | 2030 | 6333.795
IT | RES_FT_LPG_N | RES | V_DiscountedFixedCostsByProcess | 2010 | 978.1518
IT | RES_FT_LPG_N | RES | V_DiscountedFixedCostsByProcess | 2020 | 6442.8142
IT | RES_FT_LPG_N | RES | V_DiscountedFixedCostsByProcess | 2030 | 2284.9371
IT | RES_FT_BIO_N | RES | V_DiscountedFixedCostsByProcess | 2010 | 10741.2157
IT | RES_FT_BIO_N | RES | V_DiscountedFixedCostsByProcess | 2020 | 37209.1718
IT | RES_FT_BIO_N | RES | V_DiscountedFixedCostsByProcess | 2030 | 16603.8945
IT | RES_RF_RFG_CLB_N | RES | V_DiscountedFixedCostsByProcess | 2007 | 194.5188
IT | RES_RF_RFG_CLB_N | RES | V_DiscountedFixedCostsByProcess | 2010 | 402.4396
IT | RES_RF_RFG_CLB_N | RES | V_DiscountedFixedCostsByProcess | 2020 | 956.0781
IT | RES_RF_RFG_CLB_N | RES | V_DiscountedFixedCostsByProcess | 2030 | 385.2696
IT | RES_RF_RFG_CLB_N | RES | V_DiscountedFixedCostsByProcess | 2040 | 297.0214
IT | RES_RF_RFG_CLB_N | RES | V_DiscountedFixedCostsByProcess | 2050 | 29.4638
IT | RES_RF_FRZ_CLB_N | RES | V_DiscountedFixedCostsByProcess | 2007 | 19.623
IT | RES_RF_FRZ_CLB_N | RES | V_DiscountedFixedCostsByProcess | 2010 | 51.2403
IT | RES_RF_FRZ_CLB_N | RES | V_DiscountedFixedCostsByProcess | 2020 | 119.7203
IT | RES_RF_FRZ_CLB_N | RES | V_DiscountedFixedCostsByProcess | 2030 | 48.0941
IT | RES_RF_FRZ_CLB_N | RES | V_DiscountedFixedCostsByProcess | 2040 | 37.1475
IT | RES_RF_FRZ_CLB_N | RES | V_DiscountedFixedCostsByProcess | 2050 | 3.6779
IT | RES_WH_NGA_N | RES | V_DiscountedFixedCostsByProcess | 2007 | 2.1381
IT | RES_WH_NGA_N | RES | V_DiscountedFixedCostsByProcess | 2010 | 19.2483
IT | RES_WH_NGA_N | RES | V_DiscountedFixedCostsByProcess | 2020 | 79.3096
IT | RES_WH_NGA_N | RES | V_DiscountedFixedCostsByProcess | 2030 | 14.8987
IT | RES_WH_NGA_N | RES | V_DiscountedFixedCostsByProcess | 2040 | 28.037
IT | RES_WH_NGA_N | RES | V_DiscountedFixedCostsByProcess | 2050 | 2.1545
IT | RES_WH_LPG_N | RES | V_DiscountedFixedCostsByProcess | 2020 | 2.7041
IT | RES_WH_ELC_RES_N | RES | V_DiscountedFixedCostsByProcess | 2007 | 2.2009
IT | RES_WH_ELC_RES_N | RES | V_DiscountedFixedCostsByProcess | 2010 | 24.2942
IT | RES_WH_ELC_RES_N | RES | V_DiscountedFixedCostsByProcess | 2020 | 12.01
IT | RES_WH_ELC_RES_N | RES | V_DiscountedFixedCostsByProcess | 2030 | 18.2293
IT | RES_WH_ELC_RES_N | RES | V_DiscountedFixedCostsByProcess | 2040 | 7.8811
IT | RES_WH_ELC_RES_N | RES | V_DiscountedFixedCostsByProcess | 2050 | 1.4883
IT | RES_WH_SOL_N | RES | V_DiscountedFixedCostsByProcess | 2010 | 3.7674
IT | RES_WH_SOL_N | RES | V_DiscountedFixedCostsByProcess | 2020 | 3.7283
IT | RES_CW_ELC_N | RES | V_DiscountedFixedCostsByProcess | 2007 | 77.9205
IT | RES_CW_ELC_N | RES | V_DiscountedFixedCostsByProcess | 2010 | 168.5007
IT | RES_CW_ELC_N | RES | V_DiscountedFixedCostsByProcess | 2020 | 398.93
IT | RES_CW_ELC_N | RES | V_DiscountedFixedCostsByProcess | 2030 | 160.6539
IT | RES_CW_ELC_N | RES | V_DiscountedFixedCostsByProcess | 2040 | 123.903
IT | RES_CW_ELC_N | RES | V_DiscountedFixedCostsByProcess | 2050 | 12.261
IT | RES_CD_ELC_N | RES | V_DiscountedFixedCostsByProcess | 2007 | 2.3866
IT | RES_CD_ELC_N | RES | V_DiscountedFixedCostsByProcess | 2010 | 5.79
IT | RES_CD_ELC_N | RES | V_DiscountedFixedCostsByProcess | 2020 | 11.7351
IT | RES_CD_ELC_N | RES | V_DiscountedFixedCostsByProcess | 2030 | 5.0208
IT | RES_CD_ELC_N | RES | V_DiscountedFixedCostsByProcess | 2040 | 3.6939
IT | RES_CD_ELC_N | RES | V_DiscountedFixedCostsByProcess | 2050 | 0.36961
IT | RES_DW_ELC_STD_N | RES | V_DiscountedFixedCostsByProcess | 2007 | 54.201
IT | RES_DW_ELC_STD_N | RES | V_DiscountedFixedCostsByProcess | 2010 | 179.5613
IT | RES_DW_ELC_STD_N | RES | V_DiscountedFixedCostsByProcess | 2020 | 318.7912
IT | RES_DW_ELC_STD_N | RES | V_DiscountedFixedCostsByProcess | 2030 | 197.14
IT | RES_DW_ELC_STD_N | RES | V_DiscountedFixedCostsByProcess | 2040 | 120.5575
IT | RES_DW_ELC_STD_N | RES | V_DiscountedFixedCostsByProcess | 2050 | 41.1543
IT | RES_CK_NGA_N | RES | V_DiscountedFixedCostsByProcess | 2007 | 70.545
IT | RES_CK_NGA_N | RES | V_DiscountedFixedCostsByProcess | 2010 | 99.9484
IT | RES_CK_NGA_N | RES | V_DiscountedFixedCostsByProcess | 2020 | 273.4285
IT | RES_CK_NGA_N | RES | V_DiscountedFixedCostsByProcess | 2030 | 82.7223
IT | RES_CK_NGA_N | RES | V_DiscountedFixedCostsByProcess | 2040 | 70.4415
IT | RES_CK_NGA_N | RES | V_DiscountedFixedCostsByProcess | 2050 | 7.2171
IT | RES_CK_ELC_N | RES | V_DiscountedFixedCostsByProcess | 2007 | 2.5041
IT | RES_CK_ELC_N | RES | V_DiscountedFixedCostsByProcess | 2010 | 100.9439
IT | RES_CK_ELC_N | RES | V_DiscountedFixedCostsByProcess | 2020 | 250.554
IT | RES_CK_ELC_N | RES | V_DiscountedFixedCostsByProcess | 2030 | 52.4725
IT | RES_CK_ELC_N | RES | V_DiscountedFixedCostsByProcess | 2040 | 61.7578
IT | RES_CK_ELC_N | RES | V_DiscountedFixedCostsByProcess | 2050 | 4.3853
IT | RES_LG_LHAL_N | RES | V_DiscountedFixedCostsByProcess | 2010 | 29.9224
IT | RES_LG_LHAL_N | RES | V_DiscountedFixedCostsByProcess | 2020 | 200.6801
IT | RES_LG_LHAL_N | RES | V_DiscountedFixedCostsByProcess | 2030 | 105.6002
IT | RES_LG_LHAL_N | RES | V_DiscountedFixedCostsByProcess | 2040 | 54.0244
IT | RES_LG_LHAL_N | RES | V_DiscountedFixedCostsByProcess | 2050 | 139.5438
IT | RES_SH_DST_SO_N | RES | V_DiscountedFixedCostsByProcess | 2020 | 497.2819
IT | RES_SH_DST_SO_N | RES | V_DiscountedFixedCostsByProcess | 2040 | 33.5448
IT | RES_SH_NGA_SO_N | RES | V_DiscountedFixedCostsByProcess | 2007 | 55.6098
IT | RES_SH_NGA_SO_N | RES | V_DiscountedFixedCostsByProcess | 2010 | 1244.7653
IT | RES_SH_NGA_SO_N | RES | V_DiscountedFixedCostsByProcess | 2020 | 3443.726
IT | RES_SH_NGA_SO_N | RES | V_DiscountedFixedCostsByProcess | 2040 | 1173.7053
IT | RES_SH_NGA_SO_N | RES | V_DiscountedFixedCostsByProcess | 2050 | 0.07167
IT | RES_SH_LPG_SO_N | RES | V_DiscountedFixedCostsByProcess | 2020 | 437.9396
IT | RES_SH_LPG_SO_N | RES | V_DiscountedFixedCostsByProcess | 2040 | 137.4726
IT | RES_SH_WST_BIO_SO_N | RES | V_DiscountedFixedCostsByProcess | 2007 | 5.1373
IT | RES_SH_WST_BIO_SO_N | RES | V_DiscountedFixedCostsByProcess | 2010 | 48.9083
IT | RES_SH_WST_BIO_SO_N | RES | V_DiscountedFixedCostsByProcess | 2020 | 321.5474
IT | RES_SH_WST_BIO_SO_N | RES | V_DiscountedFixedCostsByProcess | 2030 | 199.7886
IT | RES_SH_WST_BIO_SO_N | RES | V_DiscountedFixedCostsByProcess | 2040 | 129.1251
IT | RES_SH_WST_BIO_SO_N | RES | V_DiscountedFixedCostsByProcess | 2050 | 16.481
IT | RES_SH_HEX_HET_SO_N | RES | V_DiscountedFixedCostsByProcess | 2020 | 451.2536
IT | RES_SH_HEX_HET_SO_N | RES | V_DiscountedFixedCostsByProcess | 2030 | 161.8672
IT | RES_SH_HEX_HET_SO_N | RES | V_DiscountedFixedCostsByProcess | 2040 | 137.9925
IT | RES_SH_HEX_HET_SO_N | RES | V_DiscountedFixedCostsByProcess | 2050 | 20.0336
IT | RES_SH_NGA_MO_N | RES | V_DiscountedFixedCostsByProcess | 2010 | 34.9185
IT | RES_SH_NGA_MO_N | RES | V_DiscountedFixedCostsByProcess | 2020 | 50.9273
IT | RES_SH_NGA_MO_N | RES | V_DiscountedFixedCostsByProcess | 2040 | 23.2375
IT | RES_SH_LPG_MO_N | RES | V_DiscountedFixedCostsByProcess | 2010 | 8.2315
IT | RES_SH_WST_BIO_MO_N | RES | V_DiscountedFixedCostsByProcess | 2010 | 14.0223
IT | RES_SH_WST_BIO_MO_N | RES | V_DiscountedFixedCostsByProcess | 2020 | 78.7056
IT | RES_SH_WST_BIO_MO_N | RES | V_DiscountedFixedCostsByProcess | 2030 | 33.4122
IT | RES_SH_WST_BIO_MO_N | RES | V_DiscountedFixedCostsByProcess | 2040 | 22.1838
IT | RES_SH_WST_BIO_MO_N | RES | V_DiscountedFixedCostsByProcess | 2050 | 2.485
IT | RES_SH_NGA_COND_SN_N | RES | V_DiscountedFixedCostsByProcess | 2020 | 201.3507
IT | RES_SH_LPG_COND_SN_N | RES | V_DiscountedFixedCostsByProcess | 2010 | 189.9279
IT | RES_SH_WST_BIO_SN_N | RES | V_DiscountedFixedCostsByProcess | 2007 | 13.8234
IT | RES_SH_WST_BIO_SN_N | RES | V_DiscountedFixedCostsByProcess | 2010 | 105.8639
IT | RES_SH_WST_BIO_SN_N | RES | V_DiscountedFixedCostsByProcess | 2020 | 233.1321
IT | RES_SH_WST_BIO_SN_N | RES | V_DiscountedFixedCostsByProcess | 2030 | 123.0644
IT | RES_SH_WST_BIO_SN_N | RES | V_DiscountedFixedCostsByProcess | 2040 | 102.5123
IT | RES_SH_WST_BIO_SN_N | RES | V_DiscountedFixedCostsByProcess | 2050 | 10.3137
IT | RES_SH_HEX_HET_SN_N | RES | V_DiscountedFixedCostsByProcess | 2007 | 34.6845
IT | RES_SH_HEX_HET_SN_N | RES | V_DiscountedFixedCostsByProcess | 2010 | 14.134
IT | RES_SH_HEX_HET_SN_N | RES | V_DiscountedFixedCostsByProcess | 2040 | 0.25678
IT | RES_SH_WST_BIO_MN_N | RES | V_DiscountedFixedCostsByProcess | 2007 | 4.9313
IT | RES_SH_WST_BIO_MN_N | RES | V_DiscountedFixedCostsByProcess | 2010 | 18.0657
IT | RES_SH_WST_BIO_MN_N | RES | V_DiscountedFixedCostsByProcess | 2020 | 32.2794
IT | RES_SH_WST_BIO_MN_N | RES | V_DiscountedFixedCostsByProcess | 2030 | 15.696
IT | RES_SH_WST_BIO_MN_N | RES | V_DiscountedFixedCostsByProcess | 2040 | 11.1119
IT | RES_SH_WST_BIO_MN_N | RES | V_DiscountedFixedCostsByProcess | 2050 | 1.3283
IT | RES_SC_AHP_ELC_STD_N | RES | V_DiscountedFixedCostsByProcess | 2010 | 6890.6187
IT | RES_SC_AHP_ELC_STD_N | RES | V_DiscountedFixedCostsByProcess | 2020 | 36701.3844
IT | RES_SC_AHP_ELC_STD_N | RES | V_DiscountedFixedCostsByProcess | 2030 | 16156.9735
IT | RES_SC_AHP_ELC_STD_N | RES | V_DiscountedFixedCostsByProcess | 2040 | 12961.2567
IT | RES_SC_AHP_ELC_STD_N | RES | V_DiscountedFixedCostsByProcess | 2050 | 1755.3507
IT | RES_MISC_EQP_N | RES | V_DiscountedFixedCostsByProcess | 2007 | 41.9078
IT | RES_MISC_EQP_N | RES | V_DiscountedFixedCostsByProcess | 2010 | 4613.8997
IT | RES_MISC_EQP_N | RES | V_DiscountedFixedCostsByProcess | 2020 | 4775.3028
IT | RES_MISC_EQP_N | RES | V_DiscountedFixedCostsByProcess | 2030 | 2953.0409
IT | RES_MISC_EQP_N | RES | V_DiscountedFixedCostsByProcess | 2040 | 1805.8793
IT | RES_MISC_EQP_N | RES | V_DiscountedFixedCostsByProcess | 2050 | 616.4671
IT | TRA_AVI_INT_JTK_N | TRA | V_DiscountedFixedCostsByProcess | 2007 | 24.1332
IT | TRA_AVI_INT_JTK_N | TRA | V_DiscountedFixedCostsByProcess | 2010 | 20.3682
IT | TRA_AVI_INT_JTK_N | TRA | V_DiscountedFixedCostsByProcess | 2020 | 37.8392
IT | TRA_AVI_INT_JTK_N | TRA | V_DiscountedFixedCostsByProcess | 2030 | 53.7945
IT | TRA_AVI_INT_JTK_N | TRA | V_DiscountedFixedCostsByProcess | 2040 | 20.8528
IT | TRA_AVI_INT_JTK_N | TRA | V_DiscountedFixedCostsByProcess | 2050 | 8.717
IT | TRA_AVI_DOM_JTK_N | TRA | V_DiscountedFixedCostsByProcess | 2007 | 13.6087
IT | TRA_AVI_DOM_JTK_N | TRA | V_DiscountedFixedCostsByProcess | 2010 | 15.3033
IT | TRA_AVI_DOM_JTK_N | TRA | V_DiscountedFixedCostsByProcess | 2020 | 5.8163
IT | TRA_AVI_DOM_JTK_N | TRA | V_DiscountedFixedCostsByProcess | 2030 | 40.991
IT | TRA_AVI_DOM_JTK_N | TRA | V_DiscountedFixedCostsByProcess | 2050 | 6.3043
IT | TRA_AVI_DOM_H2L_N | TRA | V_DiscountedFixedCostsByProcess | 2040 | 10.3691
IT | TRA_RAIL_PAS_DST_N | TRA | V_DiscountedFixedCostsByProcess | 2020 | 11.1329
IT | TRA_RAIL_PAS_DST_N | TRA | V_DiscountedFixedCostsByProcess | 2030 | 6.1622
IT | TRA_RAIL_PAS_DST_N | TRA | V_DiscountedFixedCostsByProcess | 2040 | 2.9212
IT | TRA_RAIL_PAS_ELC_N | TRA | V_DiscountedFixedCostsByProcess | 2007 | 1.4774
IT | TRA_RAIL_PAS_ELC_N | TRA | V_DiscountedFixedCostsByProcess | 2010 | 8.1746
IT | TRA_RAIL_PAS_ELC_N | TRA | V_DiscountedFixedCostsByProcess | 2020 | 1.7484
IT | TRA_RAIL_FRG_DST_N | TRA | V_DiscountedFixedCostsByProcess | 2030 | 9.603
IT | TRA_RAIL_FRG_DST_N | TRA | V_DiscountedFixedCostsByProcess | 2040 | 0.035278
IT | TRA_RAIL_FRG_ELC_N | TRA | V_DiscountedFixedCostsByProcess | 2007 | 0.60432
IT | TRA_RAIL_FRG_ELC_N | TRA | V_DiscountedFixedCostsByProcess | 2010 | 4.9505
IT | TRA_RAIL_FRG_ELC_N | TRA | V_DiscountedFixedCostsByProcess | 2020 | 16.4776
IT | TRA_RAIL_FRG_ELC_N | TRA | V_DiscountedFixedCostsByProcess | 2050 | 0.023103
IT | TRA_NAV_DOM_DST_N | TRA | V_DiscountedFixedCostsByProcess | 2007 | 0.029619
IT | TRA_NAV_DOM_HFO_N | TRA | V_DiscountedFixedCostsByProcess | 2010 | 0.34793
IT | TRA_NAV_DOM_HFO_N | TRA | V_DiscountedFixedCostsByProcess | 2020 | 0.6886
IT | TRA_NAV_DOM_HFO_N | TRA | V_DiscountedFixedCostsByProcess | 2030 | 0.34854
IT | TRA_NAV_DOM_HFO_N | TRA | V_DiscountedFixedCostsByProcess | 2050 | 0.0064107
IT | TRA_NAV_DOM_LNG_N | TRA | V_DiscountedFixedCostsByProcess | 2040 | 0.22577
IT | TRA_NAV_DOM_DUAL_N | TRA | V_DiscountedFixedCostsByProcess | 2030 | 0.107
IT | TRA_NAV_DOM_MET_ICE_N | TRA | V_DiscountedFixedCostsByProcess | 2040 | 0.030576
IT | TRA_NAV_INT_DST_N | TRA | V_DiscountedFixedCostsByProcess | 2007 | 1.7847
IT | TRA_NAV_INT_DST_N | TRA | V_DiscountedFixedCostsByProcess | 2020 | 1.1641
IT | TRA_NAV_INT_HFO_N | TRA | V_DiscountedFixedCostsByProcess | 2010 | 4.4342
IT | TRA_NAV_INT_HFO_N | TRA | V_DiscountedFixedCostsByProcess | 2020 | 8.1462
IT | TRA_NAV_INT_HFO_N | TRA | V_DiscountedFixedCostsByProcess | 2030 | 2.8102
IT | TRA_NAV_INT_HFO_N | TRA | V_DiscountedFixedCostsByProcess | 2050 | 0.45417
IT | TRA_NAV_INT_LNG_N | TRA | V_DiscountedFixedCostsByProcess | 2030 | 3.1764
IT | TRA_NAV_INT_LNG_N | TRA | V_DiscountedFixedCostsByProcess | 2040 | 3.097
IT | TRA_ROA_2WH_GSL_N | TRA | V_DiscountedFixedCostsByProcess | 2007 | 3760.6652
IT | TRA_ROA_2WH_GSL_N | TRA | V_DiscountedFixedCostsByProcess | 2010 | 6124.9451
IT | TRA_ROA_2WH_GSL_N | TRA | V_DiscountedFixedCostsByProcess | 2020 | 20530.7961
IT | TRA_ROA_2WH_GSL_N | TRA | V_DiscountedFixedCostsByProcess | 2030 | 11007.7309
IT | TRA_ROA_2WH_GSL_N | TRA | V_DiscountedFixedCostsByProcess | 2040 | 7021.286
IT | TRA_ROA_2WH_GSL_N | TRA | V_DiscountedFixedCostsByProcess | 2050 | 1720.3944
IT | TRA_ROA_BUS_DST_N | TRA | V_DiscountedFixedCostsByProcess | 2007 | 218.6732
IT | TRA_ROA_BUS_DST_N | TRA | V_DiscountedFixedCostsByProcess | 2010 | 328.1475
IT | TRA_ROA_BUS_PLGHYB_N | TRA | V_DiscountedFixedCostsByProcess | 2020 | 1065.1986
IT | TRA_ROA_BUS_PLGHYB_N | TRA | V_DiscountedFixedCostsByProcess | 2030 | 440.9288
IT | TRA_ROA_BUS_PLGHYB_N | TRA | V_DiscountedFixedCostsByProcess | 2040 | 343.1066
IT | TRA_ROA_BUS_PLGHYB_N | TRA | V_DiscountedFixedCostsByProcess | 2050 | 39.7347
IT | TRA_ROA_CAR_GSL_N | TRA | V_DiscountedFixedCostsByProcess | 2007 | 1998.6886
IT | TRA_ROA_CAR_GSL_N | TRA | V_DiscountedFixedCostsByProcess | 2010 | 6114.8095
IT | TRA_ROA_CAR_GSL_N | TRA | V_DiscountedFixedCostsByProcess | 2020 | 23504.2156
IT | TRA_ROA_CAR_GSL_N | TRA | V_DiscountedFixedCostsByProcess | 2030 | 33459.5951
IT | TRA_ROA_CAR_GSL_N | TRA | V_DiscountedFixedCostsByProcess | 2040 | 24099.8741
IT | TRA_ROA_CAR_GSL_N | TRA | V_DiscountedFixedCostsByProcess | 2050 | 5592.0623
IT | TRA_ROA_CAR_DST_N | TRA | V_DiscountedFixedCostsByProcess | 2007 | 8441.5272
IT | TRA_ROA_CAR_DST_N | TRA | V_DiscountedFixedCostsByProcess | 2010 | 25773.5569
IT | TRA_ROA_CAR_DST_N | TRA | V_DiscountedFixedCostsByProcess | 2020 | 39003.071
IT | TRA_ROA_CAR_DST_N | TRA | V_DiscountedFixedCostsByProcess | 2030 | 15355.9263
IT | TRA_ROA_CAR_DST_N | TRA | V_DiscountedFixedCostsByProcess | 2040 | 4668.7758
IT | TRA_ROA_CAR_LPG_N | TRA | V_DiscountedFixedCostsByProcess | 2007 | 1402.6876
IT | TRA_ROA_CAR_LPG_N | TRA | V_DiscountedFixedCostsByProcess | 2010 | 3348.3492
IT | TRA_ROA_CAR_LPG_N | TRA | V_DiscountedFixedCostsByProcess | 2020 | 6753.7408
IT | TRA_ROA_CAR_LPG_N | TRA | V_DiscountedFixedCostsByProcess | 2030 | 5891.5204
IT | TRA_ROA_CAR_LPG_N | TRA | V_DiscountedFixedCostsByProcess | 2040 | 6234.994
IT | TRA_ROA_CAR_LPG_N | TRA | V_DiscountedFixedCostsByProcess | 2050 | 3338.3275
IT | TRA_ROA_HTR_DST_N | TRA | V_DiscountedFixedCostsByProcess | 2007 | 505.7857
IT | TRA_ROA_HTR_DST_N | TRA | V_DiscountedFixedCostsByProcess | 2010 | 420.8771
IT | TRA_ROA_HTR_DST_N | TRA | V_DiscountedFixedCostsByProcess | 2020 | 2181.4051
IT | TRA_ROA_HTR_DST_N | TRA | V_DiscountedFixedCostsByProcess | 2030 | 1486.4027
IT | TRA_ROA_HTR_DST_N | TRA | V_DiscountedFixedCostsByProcess | 2040 | 1268.9156
IT | TRA_ROA_HTR_DST_N | TRA | V_DiscountedFixedCostsByProcess | 2050 | 174.7022
IT | TRA_ROA_HTR_NGA_N | TRA | V_DiscountedFixedCostsByProcess | 2007 | 32.152
IT | TRA_ROA_HTR_NGA_N | TRA | V_DiscountedFixedCostsByProcess | 2010 | 349.6192
IT | TRA_ROA_HTR_NGA_N | TRA | V_DiscountedFixedCostsByProcess | 2020 | 424.1321
IT | TRA_ROA_LCV_GSL_N | TRA | V_DiscountedFixedCostsByProcess | 2030 | 6348.6989
IT | TRA_ROA_LCV_GSL_N | TRA | V_DiscountedFixedCostsByProcess | 2050 | 1019.0399
IT | TRA_ROA_LCV_DST_N | TRA | V_DiscountedFixedCostsByProcess | 2007 | 8303.9158
IT | TRA_ROA_LCV_DST_N | TRA | V_DiscountedFixedCostsByProcess | 2010 | 13368.6445
IT | TRA_ROA_LCV_DST_N | TRA | V_DiscountedFixedCostsByProcess | 2020 | 20246.2393
IT | TRA_ROA_LCV_DST_N | TRA | V_DiscountedFixedCostsByProcess | 2030 | 4539.7779
IT | TRA_ROA_LCV_DST_N | TRA | V_DiscountedFixedCostsByProcess | 2040 | 8141.4342
IT | TRA_ROA_LCV_DST_N | TRA | V_DiscountedFixedCostsByProcess | 2050 | 20.303
IT | TRA_ROA_MTR_DST_N | TRA | V_DiscountedFixedCostsByProcess | 2007 | 592.8906
IT | TRA_ROA_MTR_DST_N | TRA | V_DiscountedFixedCostsByProcess | 2010 | 796.1862
IT | TRA_ROA_MTR_DST_N | TRA | V_DiscountedFixedCostsByProcess | 2020 | 2738.2324
IT | TRA_ROA_MTR_DST_N | TRA | V_DiscountedFixedCostsByProcess | 2030 | 121.0287
IT | TRA_ROA_MTR_PLGHYB_N | TRA | V_DiscountedFixedCostsByProcess | 2030 | 1388.2105
IT | TRA_ROA_MTR_PLGHYB_N | TRA | V_DiscountedFixedCostsByProcess | 2040 | 1283.4262
IT | TRA_ROA_MTR_PLGHYB_N | TRA | V_DiscountedFixedCostsByProcess | 2050 | 176.71
IT | TRA_OTH_ELC_N | TRA | V_DiscountedFixedCostsByProcess | 2007 | 16.7094
IT | TRA_OTH_ELC_N | TRA | V_DiscountedFixedCostsByProcess | 2010 | 39.7938
IT | TRA_OTH_ELC_N | TRA | V_DiscountedFixedCostsByProcess | 2020 | 98.0057
IT | TRA_OTH_ELC_N | TRA | V_DiscountedFixedCostsByProcess | 2030 | 65.5828
IT | TRA_OTH_ELC_N | TRA | V_DiscountedFixedCostsByProcess | 2040 | 41.3567
IT | TRA_OTH_ELC_N | TRA | V_DiscountedFixedCostsByProcess | 2050 | 15.3513
IT | IND_FT_BFG_N | IND | V_DiscountedFixedCostsByProcess | 2007 | 2.1467
IT | IND_FT_BFG_N | IND | V_DiscountedFixedCostsByProcess | 2010 | 3.8274
IT | IND_FT_BFG_N | IND | V_DiscountedFixedCostsByProcess | 2030 | 2.8299
IT | IND_FT_BIO_N | IND | V_DiscountedFixedCostsByProcess | 2007 | 147.8697
IT | IND_FT_BIO_N | IND | V_DiscountedFixedCostsByProcess | 2010 | 183.8637
IT | IND_FT_BIO_N | IND | V_DiscountedFixedCostsByProcess | 2020 | 148.5001
IT | IND_FT_BIO_N | IND | V_DiscountedFixedCostsByProcess | 2030 | 75.0128
IT | IND_FT_COA_N | IND | V_DiscountedFixedCostsByProcess | 2007 | 17.3749
IT | IND_FT_COA_N | IND | V_DiscountedFixedCostsByProcess | 2010 | 24.302
IT | IND_FT_COA_N | IND | V_DiscountedFixedCostsByProcess | 2020 | 10.2805
IT | IND_FT_COA_N | IND | V_DiscountedFixedCostsByProcess | 2030 | 976.617
IT | IND_FT_COG_N | IND | V_DiscountedFixedCostsByProcess | 2030 | 224.2211
IT | IND_FT_COK_N | IND | V_DiscountedFixedCostsByProcess | 2030 | 364.6907
IT | IND_FT_ETH_N | IND | V_DiscountedFixedCostsByProcess | 2030 | 62.3057
IT | IND_FT_ETH_N | IND | V_DiscountedFixedCostsByProcess | 2040 | 1.2987
IT | IND_FT_ETH_N | IND | V_DiscountedFixedCostsByProcess | 2050 | 5.4767
IT | IND_FT_HFO_N | IND | V_DiscountedFixedCostsByProcess | 2030 | 183.5091
IT | IND_FT_HFO_N | IND | V_DiscountedFixedCostsByProcess | 2050 | 0.12033
IT | IND_FT_LPG_N | IND | V_DiscountedFixedCostsByProcess | 2030 | 323.6918
IT | IND_FT_NAP_N | IND | V_DiscountedFixedCostsByProcess | 2030 | 51.1362
IT | IND_FT_NAP_N | IND | V_DiscountedFixedCostsByProcess | 2050 | 2.7548
IT | IND_FT_NGA_N | IND | V_DiscountedFixedCostsByProcess | 2020 | 1219.7449
IT | IND_FT_NGA_N | IND | V_DiscountedFixedCostsByProcess | 2030 | 2065.065
IT | IND_FT_OIL_N | IND | V_DiscountedFixedCostsByProcess | 2030 | 299.5493
IT | IND_FT_OIL_N | IND | V_DiscountedFixedCostsByProcess | 2040 | 0.2445
IT | IND_FT_OIL_N | IND | V_DiscountedFixedCostsByProcess | 2050 | 2.1628
IT | IND_FT_PTC_N | IND | V_DiscountedFixedCostsByProcess | 2020 | 329.4379
IT | IND_MD_NGA_N | IND | V_DiscountedFixedCostsByProcess | 2030 | 4.0655
IT | IND_MD_ELC_N | IND | V_DiscountedFixedCostsByProcess | 2007 | 18.9714
IT | IND_MD_ELC_N | IND | V_DiscountedFixedCostsByProcess | 2020 | 420.1163
IT | IND_MD_ELC_N | IND | V_DiscountedFixedCostsByProcess | 2030 | 240.0232
IT | IND_MD_ELC_N | IND | V_DiscountedFixedCostsByProcess | 2040 | 144.295
IT | IND_MD_ELC_N | IND | V_DiscountedFixedCostsByProcess | 2050 | 17.9419
IT | IND_STM_BFG_N | IND | V_DiscountedFixedCostsByProcess | 2010 | 0.90961
IT | IND_STM_BFG_N | IND | V_DiscountedFixedCostsByProcess | 2030 | 0.64457
IT | IND_STM_BIO_N | IND | V_DiscountedFixedCostsByProcess | 2007 | 88.84
IT | IND_STM_BIO_N | IND | V_DiscountedFixedCostsByProcess | 2010 | 40.5794
IT | IND_STM_COG_N | IND | V_DiscountedFixedCostsByProcess | 2030 | 27.1097
IT | IND_STM_HET_N | IND | V_DiscountedFixedCostsByProcess | 2010 | 175.8493
IT | IND_STM_HET_N | IND | V_DiscountedFixedCostsByProcess | 2020 | 161.4313
IT | IND_STM_HET_N | IND | V_DiscountedFixedCostsByProcess | 2030 | 9.3668
IT | IND_STM_HET_N | IND | V_DiscountedFixedCostsByProcess | 2040 | 43.6362
IT | IND_STM_HET_N | IND | V_DiscountedFixedCostsByProcess | 2050 | 12.368
IT | IND_STM_NGA_N | IND | V_DiscountedFixedCostsByProcess | 2007 | 144.6157
IT | IND_STM_NGA_N | IND | V_DiscountedFixedCostsByProcess | 2020 | 2.6008
IT | IND_STM_NGA_N | IND | V_DiscountedFixedCostsByProcess | 2030 | 4.3747
IT | IND_CH_HVC_NAPSC_N | IND | V_DiscountedFixedCostsByProcess | 2007 | 434.1912
IT | IND_CH_HVC_NAPSC_N | IND | V_DiscountedFixedCostsByProcess | 2020 | 19.4415
IT | IND_CH_HVC_NAPSC_N | IND | V_DiscountedFixedCostsByProcess | 2050 | 12.9951
IT | IND_CH_HVC_ETHSC_N | IND | V_DiscountedFixedCostsByProcess | 2007 | 42.4277
IT | IND_CH_HVC_ETHSC_N | IND | V_DiscountedFixedCostsByProcess | 2020 | 40.584
IT | IND_CH_HVC_ETHSC_N | IND | V_DiscountedFixedCostsByProcess | 2030 | 46.8707
IT | IND_CH_HVC_ETHSC_N | IND | V_DiscountedFixedCostsByProcess | 2050 | 8.9192
IT | IND_CH_HVC_NCC_N | IND | V_DiscountedFixedCostsByProcess | 2020 | 227.1327
IT | IND_CH_OLF_PDH_N | IND | V_DiscountedFixedCostsByProcess | 2020 | 116.966
IT | IND_CH_OLF_PDH_N | IND | V_DiscountedFixedCostsByProcess | 2030 | 468.1211
IT | IND_CH_AMM_NGASR_N | IND | V_DiscountedFixedCostsByProcess | 2007 | 32.078
IT | IND_CH_AMM_NGASR_N | IND | V_DiscountedFixedCostsByProcess | 2020 | 31.3943
IT | IND_CH_AMM_NGASR_N | IND | V_DiscountedFixedCostsByProcess | 2030 | 35.7824
IT | IND_CH_AMM_NGASR_N | IND | V_DiscountedFixedCostsByProcess | 2040 | 5.0781
IT | IND_CH_AMM_NGASR_N | IND | V_DiscountedFixedCostsByProcess | 2050 | 1.2905
IT | IND_CH_MTH_NGASR_N | IND | V_DiscountedFixedCostsByProcess | 2007 | 1.6397
IT | IND_CH_MTH_NGASR_N | IND | V_DiscountedFixedCostsByProcess | 2020 | 3.4837
IT | IND_CH_MTH_NGASR_N | IND | V_DiscountedFixedCostsByProcess | 2030 | 4.7753
IT | IND_CH_MTH_COAGSF_N | IND | V_DiscountedFixedCostsByProcess | 2007 | 1.3433
IT | IND_CH_MTH_COAGSF_N | IND | V_DiscountedFixedCostsByProcess | 2030 | 2.2266
IT | IND_CH_CHL_MERC_N | IND | V_DiscountedFixedCostsByProcess | 2007 | 2.7841
IT | IND_CH_CHL_MEMB_N | IND | V_DiscountedFixedCostsByProcess | 2007 | 1.3045
IT | IND_CH_CHL_MEMB_N | IND | V_DiscountedFixedCostsByProcess | 2020 | 2.1541
IT | IND_CH_CHL_MEMB_N | IND | V_DiscountedFixedCostsByProcess | 2030 | 3.5656
IT | IND_CH_CHL_MEMB_N | IND | V_DiscountedFixedCostsByProcess | 2040 | 0.11224
IT | IND_CH_CHL_MEMB_N | IND | V_DiscountedFixedCostsByProcess | 2050 | 0.15188
IT | IND_CH_EC_N | IND | V_DiscountedFixedCostsByProcess | 2007 | 58.4197
IT | IND_CH_EC_N | IND | V_DiscountedFixedCostsByProcess | 2020 | 37.5495
IT | IND_CH_EC_N | IND | V_DiscountedFixedCostsByProcess | 2030 | 56.4632
IT | IND_CH_EC_N | IND | V_DiscountedFixedCostsByProcess | 2040 | 4.7451
IT | IND_CH_EC_N | IND | V_DiscountedFixedCostsByProcess | 2050 | 2.5532
IT | IND_CH_OTH_ELC_N | IND | V_DiscountedFixedCostsByProcess | 2010 | 29.5545
IT | IND_CH_OTH_ELC_N | IND | V_DiscountedFixedCostsByProcess | 2030 | 11.8569
IT | IND_CH_OTH_ELC_N | IND | V_DiscountedFixedCostsByProcess | 2040 | 6.6148
IT | IND_CH_OTH_ELC_N | IND | V_DiscountedFixedCostsByProcess | 2050 | 0.60321
IT | IND_CH_OTH_NGA_N | IND | V_DiscountedFixedCostsByProcess | 2007 | 112.1933
IT | IND_CH_OTH_NGA_N | IND | V_DiscountedFixedCostsByProcess | 2020 | 36.2118
IT | IND_CH_OTH_NGA_N | IND | V_DiscountedFixedCostsByProcess | 2030 | 63.6248
IT | IND_CH_OTH_NGA_N | IND | V_DiscountedFixedCostsByProcess | 2040 | 6.5702
IT | IND_CH_OTH_NGA_N | IND | V_DiscountedFixedCostsByProcess | 2050 | 1.7805
IT | IND_IS_BOF_BFBOF_N | IND | V_DiscountedFixedCostsByProcess | 2007 | 108.4544
IT | IND_IS_DRI_DRIEAF_N | IND | V_DiscountedFixedCostsByProcess | 2007 | 176.8221
IT | IND_IS_DRI_DRIEAF_N | IND | V_DiscountedFixedCostsByProcess | 2020 | 1154.8146
IT | IND_IS_DRI_DRIEAF_N | IND | V_DiscountedFixedCostsByProcess | 2030 | 733.4627
IT | IND_IS_DRI_DRIEAF_N | IND | V_DiscountedFixedCostsByProcess | 2040 | 341.9921
IT | IND_IS_DRI_DRIEAF_N | IND | V_DiscountedFixedCostsByProcess | 2050 | 95.956
IT | IND_IS_BOF_HISBOF_N | IND | V_DiscountedFixedCostsByProcess | 2030 | 287.1369
IT | IND_IS_BOF_HISBOF_N | IND | V_DiscountedFixedCostsByProcess | 2040 | 1.3422
IT | IND_NF_ALU_SEC_N | IND | V_DiscountedFixedCostsByProcess | 2007 | 271.7064
IT | IND_NF_ALU_SEC_N | IND | V_DiscountedFixedCostsByProcess | 2020 | 1632.3776
IT | IND_NF_ALU_SEC_N | IND | V_DiscountedFixedCostsByProcess | 2030 | 1228.4958
IT | IND_NF_ALU_SEC_N | IND | V_DiscountedFixedCostsByProcess | 2040 | 498.464
IT | IND_NF_ALU_SEC_N | IND | V_DiscountedFixedCostsByProcess | 2050 | 168.8911
IT | IND_NF_COP_N | IND | V_DiscountedFixedCostsByProcess | 2007 | 1.7173
IT | IND_NF_COP_N | IND | V_DiscountedFixedCostsByProcess | 2020 | 9.9121
IT | IND_NF_COP_N | IND | V_DiscountedFixedCostsByProcess | 2030 | 6.8265
IT | IND_NF_COP_N | IND | V_DiscountedFixedCostsByProcess | 2040 | 0.091641
IT | IND_NF_COP_N | IND | V_DiscountedFixedCostsByProcess | 2050 | 0.6866
IT | IND_NF_ZNC_N | IND | V_DiscountedFixedCostsByProcess | 2007 | 1.585
IT | IND_NF_ZNC_N | IND | V_DiscountedFixedCostsByProcess | 2020 | 9.4773
IT | IND_NF_ZNC_N | IND | V_DiscountedFixedCostsByProcess | 2030 | 6.5181
IT | IND_NF_ZNC_N | IND | V_DiscountedFixedCostsByProcess | 2040 | 0.082352
IT | IND_NF_ZNC_N | IND | V_DiscountedFixedCostsByProcess | 2050 | 0.65641
IT | IND_NF_EC_N | IND | V_DiscountedFixedCostsByProcess | 2007 | 52.9382
IT | IND_NF_EC_N | IND | V_DiscountedFixedCostsByProcess | 2020 | 290.9364
IT | IND_NF_EC_N | IND | V_DiscountedFixedCostsByProcess | 2030 | 194.1789
IT | IND_NF_EC_N | IND | V_DiscountedFixedCostsByProcess | 2040 | 2.2092
IT | IND_NF_EC_N | IND | V_DiscountedFixedCostsByProcess | 2050 | 18.4567
IT | IND_NF_OTH_ELC_N | IND | V_DiscountedFixedCostsByProcess | 2020 | 12.966
IT | IND_NF_OTH_ELC_N | IND | V_DiscountedFixedCostsByProcess | 2030 | 9.9772
IT | IND_NF_OTH_ELC_N | IND | V_DiscountedFixedCostsByProcess | 2050 | 0.88135
IT | IND_NF_OTH_NGA_N | IND | V_DiscountedFixedCostsByProcess | 2007 | 10.9644
IT | IND_NF_OTH_NGA_N | IND | V_DiscountedFixedCostsByProcess | 2020 | 4.8366
IT | IND_NF_OTH_NGA_N | IND | V_DiscountedFixedCostsByProcess | 2030 | 4.3097
IT | IND_NF_OTH_NGA_N | IND | V_DiscountedFixedCostsByProcess | 2040 | 0.98407
IT | IND_NF_OTH_NGA_N | IND | V_DiscountedFixedCostsByProcess | 2050 | 0.33974
IT | IND_NM_CLK_DRY_N | IND | V_DiscountedFixedCostsByProcess | 2030 | 2160.5041
IT | IND_NM_CLK_DRY_BIO_N | IND | V_DiscountedFixedCostsByProcess | 2007 | 1195.0862
IT | IND_NM_CLK_DRY_BIO_N | IND | V_DiscountedFixedCostsByProcess | 2020 | 2839.843
IT | IND_NM_CLK_DRY_BIO_N | IND | V_DiscountedFixedCostsByProcess | 2030 | 2142.9375
IT | IND_NM_CLK_DRY_BIO_N | IND | V_DiscountedFixedCostsByProcess | 2040 | 144.3178
IT | IND_NM_CLK_DRY_BIO_N | IND | V_DiscountedFixedCostsByProcess | 2050 | 206.8171
IT | IND_NM_CEM_BLN_N | IND | V_DiscountedFixedCostsByProcess | 2007 | 64.3881
IT | IND_NM_CEM_BLN_N | IND | V_DiscountedFixedCostsByProcess | 2020 | 153.0033
IT | IND_NM_CEM_BLN_N | IND | V_DiscountedFixedCostsByProcess | 2030 | 263.3722
IT | IND_NM_CEM_BLN_N | IND | V_DiscountedFixedCostsByProcess | 2040 | 24.9761
IT | IND_NM_CEM_BLN_N | IND | V_DiscountedFixedCostsByProcess | 2050 | 6.7161
IT | IND_NM_LIM_LRK_N | IND | V_DiscountedFixedCostsByProcess | 2007 | 49.6543
IT | IND_NM_LIM_LRK_N | IND | V_DiscountedFixedCostsByProcess | 2020 | 133.7666
IT | IND_NM_LIM_LRK_N | IND | V_DiscountedFixedCostsByProcess | 2030 | 190.9766
IT | IND_NM_LIM_LRK_N | IND | V_DiscountedFixedCostsByProcess | 2040 | 21.4376
IT | IND_NM_LIM_LRK_N | IND | V_DiscountedFixedCostsByProcess | 2050 | 5.7312
IT | IND_NM_GLS_FOSS_N | IND | V_DiscountedFixedCostsByProcess | 2030 | 162.7286
IT | IND_NM_GLS_FOSS_N | IND | V_DiscountedFixedCostsByProcess | 2050 | 4.7878
IT | IND_NM_GLS_ELEC_N | IND | V_DiscountedFixedCostsByProcess | 2007 | 46.6114
IT | IND_NM_GLS_ELEC_N | IND | V_DiscountedFixedCostsByProcess | 2020 | 109.037
IT | IND_NM_GLS_ELEC_N | IND | V_DiscountedFixedCostsByProcess | 2030 | 25.3713
IT | IND_NM_GLS_ELEC_N | IND | V_DiscountedFixedCostsByProcess | 2040 | 17.8227
IT | IND_NM_CRM_N | IND | V_DiscountedFixedCostsByProcess | 2007 | 133.8922
IT | IND_NM_CRM_N | IND | V_DiscountedFixedCostsByProcess | 2020 | 203.5583
IT | IND_NM_CRM_N | IND | V_DiscountedFixedCostsByProcess | 2030 | 137.3871
IT | IND_NM_CRM_N | IND | V_DiscountedFixedCostsByProcess | 2040 | 65.4139
IT | IND_NM_CRM_N | IND | V_DiscountedFixedCostsByProcess | 2050 | 19.0382
IT | IND_PP_PUL_SUL_N | IND | V_DiscountedFixedCostsByProcess | 2007 | 52.22
IT | IND_PP_PUL_SUL_N | IND | V_DiscountedFixedCostsByProcess | 2020 | 245.2757
IT | IND_PP_PUL_SUL_N | IND | V_DiscountedFixedCostsByProcess | 2030 | 144.6617
IT | IND_PP_PUL_SUL_N | IND | V_DiscountedFixedCostsByProcess | 2050 | 13.2358
IT | IND_PP_PUL_MEC_N | IND | V_DiscountedFixedCostsByProcess | 2010 | 5.845
IT | IND_PP_PUL_SCH_N | IND | V_DiscountedFixedCostsByProcess | 2020 | 21.9459
IT | IND_PP_PUL_SCH_N | IND | V_DiscountedFixedCostsByProcess | 2030 | 15.5881
IT | IND_PP_PUL_SCH_N | IND | V_DiscountedFixedCostsByProcess | 2050 | 1.0288
IT | IND_PP_PUL_REC_N | IND | V_DiscountedFixedCostsByProcess | 2007 | 141.5202
IT | IND_PP_PUL_REC_N | IND | V_DiscountedFixedCostsByProcess | 2020 | 460.8989
IT | IND_PP_PUL_REC_N | IND | V_DiscountedFixedCostsByProcess | 2030 | 259.7042
IT | IND_PP_PUL_REC_N | IND | V_DiscountedFixedCostsByProcess | 2040 | 7.2782
IT | IND_PP_PUL_REC_N | IND | V_DiscountedFixedCostsByProcess | 2050 | 31.148
IT | IND_PP_PAP_N | IND | V_DiscountedFixedCostsByProcess | 2007 | 545.8066
IT | IND_PP_PAP_N | IND | V_DiscountedFixedCostsByProcess | 2010 | 6.3596
IT | IND_PP_PAP_N | IND | V_DiscountedFixedCostsByProcess | 2020 | 2313.563
IT | IND_PP_PAP_N | IND | V_DiscountedFixedCostsByProcess | 2030 | 1520.9432
IT | IND_PP_PAP_N | IND | V_DiscountedFixedCostsByProcess | 2040 | 722.776
IT | IND_PP_PAP_N | IND | V_DiscountedFixedCostsByProcess | 2050 | 202.6976
IT | IND_PP_PH_NGA_N | IND | V_DiscountedFixedCostsByProcess | 2007 | 6.8849
IT | IND_PP_PH_NGA_N | IND | V_DiscountedFixedCostsByProcess | 2020 | 28.1009
IT | IND_PP_PH_NGA_N | IND | V_DiscountedFixedCostsByProcess | 2030 | 15.9896
IT | IND_PP_PH_NGA_N | IND | V_DiscountedFixedCostsByProcess | 2050 | 1.4721
IT | IND_OTH_OTH_ELC_N | IND | V_DiscountedFixedCostsByProcess | 2007 | 0.13423
IT | IND_OTH_OTH_ELC_N | IND | V_DiscountedFixedCostsByProcess | 2010 | 0.10293
IT | IND_OTH_OTH_ELC_N | IND | V_DiscountedFixedCostsByProcess | 2020 | 2.1957
IT | IND_OTH_OTH_ELC_N | IND | V_DiscountedFixedCostsByProcess | 2030 | 1.3893
IT | IND_OTH_OTH_ELC_N | IND | V_DiscountedFixedCostsByProcess | 2040 | 0.25963
IT | IND_OTH_OTH_ELC_N | IND | V_DiscountedFixedCostsByProcess | 2050 | 0.068812
IT | IND_OTH_PH_NGA_N | IND | V_DiscountedFixedCostsByProcess | 2007 | 41.6158
IT | IND_OTH_PH_NGA_N | IND | V_DiscountedFixedCostsByProcess | 2010 | 23.0317
IT | IND_OTH_PH_NGA_N | IND | V_DiscountedFixedCostsByProcess | 2020 | 295.6853
IT | IND_OTH_PH_NGA_N | IND | V_DiscountedFixedCostsByProcess | 2040 | 3.2078
IT | IND_OTH_PH_NGA_N | IND | V_DiscountedFixedCostsByProcess | 2050 | 18.6619
IT | ELC_COA_COND_E | ELC | V_DiscountedFixedCostsByProcess | 2006 | 3081.4882
IT | ELC_COA_OIL_E | ELC | V_DiscountedFixedCostsByProcess | 2006 | 1500.6088
IT | ELC_DERGAS_CC_E | ELC | V_DiscountedFixedCostsByProcess | 2006 | 557.5891
IT | ELC_NGA_CC_E | ELC | V_DiscountedFixedCostsByProcess | 2006 | 4157.9944
IT | ELC_NGA_OIL_E | ELC | V_DiscountedFixedCostsByProcess | 2006 | 1439.9996
IT | ELC_NGA_STM_REP_E | ELC | V_DiscountedFixedCostsByProcess | 2006 | 1050.1418
IT | ELC_NGA_TURB_E | ELC | V_DiscountedFixedCostsByProcess | 2006 | 978.9661
IT | ELC_NGA_MIN_E | ELC | V_DiscountedFixedCostsByProcess | 2006 | 551.5473
IT | ELC_DST_TURB_E | ELC | V_DiscountedFixedCostsByProcess | 2006 | 308.1509
IT | ELC_OIL_STM_E | ELC | V_DiscountedFixedCostsByProcess | 2006 | 6173.3377
IT | ELC_BGS_E | ELC | V_DiscountedFixedCostsByProcess | 2006 | 69.9528
IT | ELC_BIO_CEN_E | ELC | V_DiscountedFixedCostsByProcess | 2006 | 59.5894
IT | ELC_BIO_DST_E | ELC | V_DiscountedFixedCostsByProcess | 2006 | 67.362
IT | ELC_GEO_E | ELC | V_DiscountedFixedCostsByProcess | 2006 | 1461.7026
IT | ELC_GEO_E | ELC | V_DiscountedFixedCostsByProcess | 2007 | 28.62
IT | ELC_SOL_E | ELC | V_DiscountedFixedCostsByProcess | 2006 | 12.7677
IT | ELC_WIN_E | ELC | V_DiscountedFixedCostsByProcess | 2006 | 83.6128
IT | ELC_WIN_E | ELC | V_DiscountedFixedCostsByProcess | 2007 | 131.461
IT | ELC_WIN_E | ELC | V_DiscountedFixedCostsByProcess | 2010 | 711.3022
IT | ELC_WIN_E | ELC | V_DiscountedFixedCostsByProcess | 2020 | 39.8429
IT | ELC_HYD_FLO_E | ELC | V_DiscountedFixedCostsByProcess | 2006 | 1876.1548
IT | ELC_HYD_FLO_E | ELC | V_DiscountedFixedCostsByProcess | 2020 | 151.8317
IT | ELC_HYD_FLO_E | ELC | V_DiscountedFixedCostsByProcess | 2030 | 446.2832
IT | ELC_HYD_FLO_E | ELC | V_DiscountedFixedCostsByProcess | 2040 | 162.6287
IT | ELC_HYD_FLO_L10MW_E | ELC | V_DiscountedFixedCostsByProcess | 2006 | 1429.7834
IT | ELC_HYD_FLO_L10MW_E | ELC | V_DiscountedFixedCostsByProcess | 2020 | 412.8091
IT | ELC_HYD_FLO_L10MW_E | ELC | V_DiscountedFixedCostsByProcess | 2030 | 201.9262
IT | ELC_HYD_FLO_L10MW_E | ELC | V_DiscountedFixedCostsByProcess | 2040 | 49.856
IT | ELC_HYD_FLO_L10MW_E | ELC | V_DiscountedFixedCostsByProcess | 2050 | 301.8439
IT | ELC_HYD_RES_E | ELC | V_DiscountedFixedCostsByProcess | 2006 | 2630.6294
IT | ELC_HYD_RES_E | ELC | V_DiscountedFixedCostsByProcess | 2010 | 301.2297
IT | ELC_HYD_RES_E | ELC | V_DiscountedFixedCostsByProcess | 2030 | 527.2113
IT | ELC_HYD_RES_E | ELC | V_DiscountedFixedCostsByProcess | 2040 | 311.349
IT | ELC_HYD_PUM_E | ELC | V_DiscountedFixedCostsByProcess | 2006 | 1986.5978
IT | ELC_CHP_GASDER_CC_E | ELC | V_DiscountedFixedCostsByProcess | 2006 | 585.5143
IT | ELC_CHP_GASDER_CC_E | ELC | V_DiscountedFixedCostsByProcess | 2007 | 483.9213
IT | ELC_CHP_GASDER_CC_E | ELC | V_DiscountedFixedCostsByProcess | 2020 | 1001.3216
IT | ELC_CHP_GASDER_CC_E | ELC | V_DiscountedFixedCostsByProcess | 2050 | 94.947
IT | ELC_CHP_HHC_CC_E | ELC | V_DiscountedFixedCostsByProcess | 2006 | 996.5631
IT | ELC_CHP_HHC_CC_E | ELC | V_DiscountedFixedCostsByProcess | 2007 | 632.8885
IT | ELC_CHP_NGA_CC_E | ELC | V_DiscountedFixedCostsByProcess | 2006 | 3642.9636
IT | ELC_CHP_NGA_CC_E | ELC | V_DiscountedFixedCostsByProcess | 2007 | 1144.3967
IT | ELC_CHP_NGA_TURB_CEN_E | ELC | V_DiscountedFixedCostsByProcess | 2006 | 912.3711
IT | ELC_CHP_NGA_TURB_DST_E | ELC | V_DiscountedFixedCostsByProcess | 2006 | 912.3711
IT | ELC_CHP_NGA_TURB_DST_E | ELC | V_DiscountedFixedCostsByProcess | 2020 | 738.6321
IT | ELC_CHP_NGA_STM_COND_E | ELC | V_DiscountedFixedCostsByProcess | 2006 | 504.3172
IT | ELC_CHP_OIL_STM_COND_CEN_E | ELC | V_DiscountedFixedCostsByProcess | 2006 | 167.0867
IT | ELC_CHP_OIL_STM_COND_CEN_E | ELC | V_DiscountedFixedCostsByProcess | 2007 | 96.0611
IT | ELC_CHP_OIL_STM_COND_DST_E | ELC | V_DiscountedFixedCostsByProcess | 2006 | 840.4285
IT | ELC_CHP_BMU_E | ELC | V_DiscountedFixedCostsByProcess | 2006 | 2650.7448
IT | ELC_CHP_BMU_E | ELC | V_DiscountedFixedCostsByProcess | 2010 | 1754.5771
IT | ELC_CHP_BMU_E | ELC | V_DiscountedFixedCostsByProcess | 2020 | 224.45
IT | ELC_CHP_BGS_COG_E | ELC | V_DiscountedFixedCostsByProcess | 2006 | 319.9175
IT | ELC_CHP_COA_IGCC_E | ELC | V_DiscountedFixedCostsByProcess | 2006 | 3793.3072
IT | ELC_CHP_BIO_CEN_E | ELC | V_DiscountedFixedCostsByProcess | 2006 | 776.9424
IT | ELC_COA_STM_P | ELC | V_DiscountedFixedCostsByProcess | 2007 | 479.9245
IT | ELC_COA_STM_P | ELC | V_DiscountedFixedCostsByProcess | 2020 | 309.4247
IT | ELC_NGA_CC_P | ELC | V_DiscountedFixedCostsByProcess | 2040 | 219.8306
IT | ELC_CHP_NGA_CC_P | ELC | V_DiscountedFixedCostsByProcess | 2007 | 603.8805
IT | ELC_CHP_NGA_CC_P | ELC | V_DiscountedFixedCostsByProcess | 2010 | 275.5727
IT | ELC_CHP_NGA_CC_P | ELC | V_DiscountedFixedCostsByProcess | 2030 | 298.3644
IT | ELC_CHP_NGA_CC_P | ELC | V_DiscountedFixedCostsByProcess | 2040 | 41.257
IT | ELC_CHP_NGA_TURB_P | ELC | V_DiscountedFixedCostsByProcess | 2030 | 12.9103
IT | ELC_WIN_P | ELC | V_DiscountedFixedCostsByProcess | 2007 | 381.9624
IT | ELC_WIN_P | ELC | V_DiscountedFixedCostsByProcess | 2010 | 560.9209
IT | ELC_WIN_P | ELC | V_DiscountedFixedCostsByProcess | 2030 | 34.204
IT | ELC_WIN_P | ELC | V_DiscountedFixedCostsByProcess | 2040 | 123.7157
IT | ELC_NGA_CC_N | ELC | V_DiscountedFixedCostsByProcess | 2030 | 687.2633
IT | ELC_NGA_CC_N | ELC | V_DiscountedFixedCostsByProcess | 2040 | 602.0237
IT | ELC_BLQ_N | ELC | V_DiscountedFixedCostsByProcess | 2020 | 161.2083
IT | ELC_BLQ_N | ELC | V_DiscountedFixedCostsByProcess | 2050 | 33.445
IT | ELC_BIO_5C_N | ELC | V_DiscountedFixedCostsByProcess | 2020 | 636.8212
IT | ELC_BGS_AGR_N | ELC | V_DiscountedFixedCostsByProcess | 2020 | 95.7449
IT | ELC_BGS_AGR_N | ELC | V_DiscountedFixedCostsByProcess | 2030 | 49.6958
IT | ELC_BGS_AGR_N | ELC | V_DiscountedFixedCostsByProcess | 2040 | 40.3751
IT | ELC_HYD_MINI_N | ELC | V_DiscountedFixedCostsByProcess | 2020 | 631.6385
IT | ELC_HYD_MINI_N | ELC | V_DiscountedFixedCostsByProcess | 2030 | 63.795
IT | ELC_WIN_N | ELC | V_DiscountedFixedCostsByProcess | 2020 | 1463.9372
IT | ELC_PV_GRO_ITF_N | ELC | V_DiscountedFixedCostsByProcess | 2020 | 422.3193
IT | ELC_PV_GRO_ITG_N | ELC | V_DiscountedFixedCostsByProcess | 2020 | 247.1769
IT | ELC_PV_GRO_ITH_N | ELC | V_DiscountedFixedCostsByProcess | 2010 | 3.3479
IT | ELC_PV_GRO_ITH_N | ELC | V_DiscountedFixedCostsByProcess | 2020 | 693.5997
IT | ELC_PV_GRO_ITI_N | ELC | V_DiscountedFixedCostsByProcess | 2010 | 1006.3178
IT | ELC_PV_GRO_ITI_N | ELC | V_DiscountedFixedCostsByProcess | 2030 | 273.6628
IT | ELC_PV_ROOF_ITC_N | ELC | V_DiscountedFixedCostsByProcess | 2040 | 62.7921
IT | ELC_PV_ROOF_ITF_N | ELC | V_DiscountedFixedCostsByProcess | 2030 | 218.6575
IT | ELC_PV_ROOF_ITF_N | ELC | V_DiscountedFixedCostsByProcess | 2040 | 12.2295
IT | ELC_PV_ROOF_ITG_N | ELC | V_DiscountedFixedCostsByProcess | 2020 | 47.7475
IT | ELC_PV_ROOF_ITG_N | ELC | V_DiscountedFixedCostsByProcess | 2030 | 67.2646
IT | ELC_PV_ROOF_ITG_N | ELC | V_DiscountedFixedCostsByProcess | 2040 | 10.452
IT | ELC_PV_ROOF_ITH_N | ELC | V_DiscountedFixedCostsByProcess | 2020 | 191.9139
IT | ELC_PV_ROOF_ITH_N | ELC | V_DiscountedFixedCostsByProcess | 2030 | 55.7526
IT | ELC_PV_ROOF_ITH_N | ELC | V_DiscountedFixedCostsByProcess | 2040 | 23.6769
IT | ELC_PV_ROOF_ITI_N | ELC | V_DiscountedFixedCostsByProcess | 2020 | 257.2463
IT | ELC_PV_ROOF_ITI_N | ELC | V_DiscountedFixedCostsByProcess | 2030 | 46.5442
IT | ELC_PV_ROOF_ITI_N | ELC | V_DiscountedFixedCostsByProcess | 2040 | 19.7663
IT | HET_OIL_N | ELC | V_DiscountedFixedCostsByProcess | 2020 | 839.6246
IT | HET_GEO_N | ELC | V_DiscountedFixedCostsByProcess | 2010 | 601.5077
IT | HET_GEO_N | ELC | V_DiscountedFixedCostsByProcess | 2020 | 908.0811
IT | HET_GEO_N | ELC | V_DiscountedFixedCostsByProcess | 2030 | 359.2826
IT | UPS_REG_GAS_LNG | UPS | V_DiscountedFixedCostsByProcess | 2007 | 267.5385
IT | UPS_REG_GAS_LNG | UPS | V_DiscountedFixedCostsByProcess | 2010 | 422.5154
IT | UPS_REG_GAS_LNG | UPS | V_DiscountedFixedCostsByProcess | 2020 | 295.628
IT | UPS_PRI_HOIL_STEP1 | UPS | V_DiscountedFixedCostsByProcess | 2006 | 3018.9796
IT | UPS_PRI_HOIL_STEP1 | UPS | V_DiscountedFixedCostsByProcess | 2020 | 500.9603
IT | UPS_PRI_HOIL_STEP1 | UPS | V_DiscountedFixedCostsByProcess | 2030 | 705.9992
IT | UPS_PRI_HOIL_STEP2 | UPS | V_DiscountedFixedCostsByProcess | 2006 | 183.8721
IT | UPS_PRI_HOIL_STEP2 | UPS | V_DiscountedFixedCostsByProcess | 2030 | 61.7304
IT | UPS_PRI_OILADD | UPS | V_DiscountedFixedCostsByProcess | 2006 | 2661.1384
IT | UPS_PRI_OILADD | UPS | V_DiscountedFixedCostsByProcess | 2007 | 199.3007
IT | UPS_PRI_OILADD | UPS | V_DiscountedFixedCostsByProcess | 2010 | 303.4611
IT | UPS_SEC_REF_FLX | UPS | V_DiscountedFixedCostsByProcess | 2006 | 3771.8513
IT | UPS_SEC_REF_FLX | UPS | V_DiscountedFixedCostsByProcess | 2007 | 3588.0453
IT | UPS_SEC_BGS_UPG | UPS | V_DiscountedFixedCostsByProcess | 2020 | 63.2473
IT | UPS_RNW_SLB_MED | UPS | V_DiscountedFixedCostsByProcess | 2007 | 173.9372
IT | UPS_RNW_SLB_MED | UPS | V_DiscountedFixedCostsByProcess | 2030 | 53.8064
IT | UPS_RNW_SLB_MED | UPS | V_DiscountedFixedCostsByProcess | 2040 | 5.9033
IT | UPS_RNW_SLB_MED | UPS | V_DiscountedFixedCostsByProcess | 2050 | 7.3969
IT | UPS_RNW_BGS | UPS | V_DiscountedFixedCostsByProcess | 2007 | 1196.5237
IT | UPS_RNW_BGS | UPS | V_DiscountedFixedCostsByProcess | 2010 | 1098.9858
IT | UPS_RNW_BGS | UPS | V_DiscountedFixedCostsByProcess | 2020 | 2439.3025
IT | UPS_RNW_BGS | UPS | V_DiscountedFixedCostsByProcess | 2030 | 845.065
IT | UPS_RNW_BGS | UPS | V_DiscountedFixedCostsByProcess | 2040 | 725.1454
IT | UPS_RNW_BGS | UPS | V_DiscountedFixedCostsByProcess | 2050 | 100.3257
IT | H2_SMR_CL | H2 | V_DiscountedFixedCostsByProcess | 2040 | 12.992
IT | H2_SMR_CL | H2 | V_DiscountedFixedCostsByProcess | 2050 | 1.5527
IT | H2_TRA_FT_LC1 | H2 | V_DiscountedFixedCostsByProcess | 2040 | 86.9221
IT | AGR_FT_NGA | AGR | V_DiscountedVariableCostsByProcess | 2006 | 215.8042
IT | AGR_FT_NGA | AGR | V_DiscountedVariableCostsByProcess | 2040 | 8.6625
IT | AGR_FT_NGA | AGR | V_DiscountedVariableCostsByProcess | 2050 | 4.7737
IT | AGR_FT_DST | AGR | V_DiscountedVariableCostsByProcess | 2006 | 5150.3009
IT | AGR_FT_DST | AGR | V_DiscountedVariableCostsByProcess | 2040 | 69.7584
IT | AGR_FT_DST | AGR | V_DiscountedVariableCostsByProcess | 2050 | 113.0734
IT | AGR_FT_GSL | AGR | V_DiscountedVariableCostsByProcess | 2006 | 7.8661
IT | AGR_FT_LPG | AGR | V_DiscountedVariableCostsByProcess | 2006 | 85.5024
IT | AGR_FT_BIO | AGR | V_DiscountedVariableCostsByProcess | 2006 | 0.56139
IT | AGR_FT_BIO | AGR | V_DiscountedVariableCostsByProcess | 2010 | 0.4595
IT | AGR_FT_BIO | AGR | V_DiscountedVariableCostsByProcess | 2020 | 13.521
IT | AGR_FT_GEO | AGR | V_DiscountedVariableCostsByProcess | 2006 | 3.9908
IT | AGR_FT_GEO | AGR | V_DiscountedVariableCostsByProcess | 2050 | 0.10526
IT | AGR_FT_SOL | AGR | V_DiscountedVariableCostsByProcess | 2007 | 0.024886
IT | AGR_FT_SOL | AGR | V_DiscountedVariableCostsByProcess | 2010 | 0.039005
IT | AGR_FT_SOL | AGR | V_DiscountedVariableCostsByProcess | 2020 | 0.049537
IT | AGR_FT_SOL | AGR | V_DiscountedVariableCostsByProcess | 2040 | 0.0013707
IT | AGR_FT_SOL | AGR | V_DiscountedVariableCostsByProcess | 2050 | 0.0024895
IT | COM_FT_NGA_N | COM | V_DiscountedVariableCostsByProcess | 2010 | 1503.15
IT | COM_FT_NGA_N | COM | V_DiscountedVariableCostsByProcess | 2020 | 1969.2015
IT | COM_FT_NGA_N | COM | V_DiscountedVariableCostsByProcess | 2030 | 127.6399
IT | COM_FT_DST_N | COM | V_DiscountedVariableCostsByProcess | 2030 | 109.0436
IT | COM_FT_LPG_N | COM | V_DiscountedVariableCostsByProcess | 2010 | 36.6921
IT | COM_FT_LPG_N | COM | V_DiscountedVariableCostsByProcess | 2020 | 252.5361
IT | COM_FT_LPG_N | COM | V_DiscountedVariableCostsByProcess | 2030 | 441.4308
IT | COM_FT_BIO_N | COM | V_DiscountedVariableCostsByProcess | 2020 | 30.1629
IT | COM_FT_BIO_N | COM | V_DiscountedVariableCostsByProcess | 2030 | 0.029271
IT | COM_FT_SOL_N | COM | V_DiscountedVariableCostsByProcess | 2020 | 1.2568
IT | COM_FT_SOL_N | COM | V_DiscountedVariableCostsByProcess | 2030 | 0.023464
IT | COM_FT_ELC_E | COM | V_DiscountedVariableCostsByProcess | 2006 | 3355.4305
IT | COM_FT_ELC_E | COM | V_DiscountedVariableCostsByProcess | 2007 | 14990.3701
IT | COM_FT_ELC_E | COM | V_DiscountedVariableCostsByProcess | 2010 | 32557.2889
IT | COM_FT_ELC_E | COM | V_DiscountedVariableCostsByProcess | 2020 | 18347.8972
IT | COM_FT_ELC_E | COM | V_DiscountedVariableCostsByProcess | 2030 | 13705.1908
IT | COM_FT_ELC_E | COM | V_DiscountedVariableCostsByProcess | 2050 | 3101.418
IT | COM_CHP_SLB_CI_N | COM | V_DiscountedVariableCostsByProcess | 2020 | 116.1579
IT | COM_CHP_SLB_CI_N | COM | V_DiscountedVariableCostsByProcess | 2040 | 22.0906
IT | RES_FT_NGA_N | RES | V_DiscountedVariableCostsByProcess | 2010 | 5322.114
IT | RES_FT_NGA_N | RES | V_DiscountedVariableCostsByProcess | 2020 | 3834.3761
IT | RES_FT_NGA_N | RES | V_DiscountedVariableCostsByProcess | 2030 | 2812.863
IT | RES_FT_DST_N | RES | V_DiscountedVariableCostsByProcess | 2030 | 278.911
IT | RES_FT_LPG_N | RES | V_DiscountedVariableCostsByProcess | 2010 | 310.2181
IT | RES_FT_LPG_N | RES | V_DiscountedVariableCostsByProcess | 2020 | 753.4466
IT | RES_FT_LPG_N | RES | V_DiscountedVariableCostsByProcess | 2030 | 155.9888
IT | RES_FT_BIO_N | RES | V_DiscountedVariableCostsByProcess | 2010 | 1984.3006
IT | RES_FT_BIO_N | RES | V_DiscountedVariableCostsByProcess | 2020 | 2534.3265
IT | RES_FT_BIO_N | RES | V_DiscountedVariableCostsByProcess | 2030 | 1207.1773
IT | RES_FT_SOL_N | RES | V_DiscountedVariableCostsByProcess | 2007 | 1.0192
IT | RES_FT_SOL_N | RES | V_DiscountedVariableCostsByProcess | 2010 | 2.8942
IT | RES_FT_SOL_N | RES | V_DiscountedVariableCostsByProcess | 2020 | 1.4909
IT | RES_FT_SOL_N | RES | V_DiscountedVariableCostsByProcess | 2030 | 0.29034
IT | RES_FT_ELC_E | RES | V_DiscountedVariableCostsByProcess | 2006 | 2876.0833
IT | RES_FT_ELC_E | RES | V_DiscountedVariableCostsByProcess | 2007 | 11117.5779
IT | RES_FT_ELC_E | RES | V_DiscountedVariableCostsByProcess | 2010 | 24984.8027
IT | RES_FT_ELC_E | RES | V_DiscountedVariableCostsByProcess | 2020 | 14810.081
IT | RES_FT_ELC_E | RES | V_DiscountedVariableCostsByProcess | 2030 | 9245.9451
IT | RES_FT_ELC_E | RES | V_DiscountedVariableCostsByProcess | 2050 | 2310.1915
IT | TRA_FT_DST_N | TRA | V_DiscountedVariableCostsByProcess | 2007 | 70.0497
IT | TRA_FT_DST_N | TRA | V_DiscountedVariableCostsByProcess | 2010 | 2974.3511
IT | TRA_FT_DST_N | TRA | V_DiscountedVariableCostsByProcess | 2020 | 3885.1781
IT | TRA_FT_DST_N | TRA | V_DiscountedVariableCostsByProcess | 2030 | 616.0371
IT | TRA_FT_DST_N | TRA | V_DiscountedVariableCostsByProcess | 2040 | 1134.8562
IT | TRA_FT_DST_N | TRA | V_DiscountedVariableCostsByProcess | 2050 | 31.9019
IT | TRA_FT_GSL_N | TRA | V_DiscountedVariableCostsByProcess | 2010 | 586.9868
IT | TRA_FT_GSL_N | TRA | V_DiscountedVariableCostsByProcess | 2020 | 1606.4128
IT | TRA_FT_GSL_N | TRA | V_DiscountedVariableCostsByProcess | 2030 | 1858.9514
IT | TRA_FT_GSL_N | TRA | V_DiscountedVariableCostsByProcess | 2040 | 616.1514
IT | TRA_FT_GSL_N | TRA | V_DiscountedVariableCostsByProcess | 2050 | 253.8843
IT | TRA_FT_HFO_N | TRA | V_DiscountedVariableCostsByProcess | 2007 | 105.0085
IT | TRA_FT_HFO_N | TRA | V_DiscountedVariableCostsByProcess | 2010 | 199.5576
IT | TRA_FT_HFO_N | TRA | V_DiscountedVariableCostsByProcess | 2020 | 246.0009
IT | TRA_FT_HFO_N | TRA | V_DiscountedVariableCostsByProcess | 2050 | 19.3197
IT | TRA_FT_JTK_N | TRA | V_DiscountedVariableCostsByProcess | 2007 | 29.5939
IT | TRA_FT_JTK_N | TRA | V_DiscountedVariableCostsByProcess | 2010 | 42.6511
IT | TRA_FT_JTK_N | TRA | V_DiscountedVariableCostsByProcess | 2020 | 63.3318
IT | TRA_FT_JTK_N | TRA | V_DiscountedVariableCostsByProcess | 2030 | 104.3785
IT | TRA_FT_JTK_N | TRA | V_DiscountedVariableCostsByProcess | 2040 | 32.1161
IT | TRA_FT_JTK_N | TRA | V_DiscountedVariableCostsByProcess | 2050 | 16.7595
IT | TRA_FT_LNG_N | TRA | V_DiscountedVariableCostsByProcess | 2030 | 284.0137
IT | TRA_FT_LNG_N | TRA | V_DiscountedVariableCostsByProcess | 2040 | 140.6403
IT | TRA_FT_LPG_N | TRA | V_DiscountedVariableCostsByProcess | 2007 | 135.3551
IT | TRA_FT_LPG_N | TRA | V_DiscountedVariableCostsByProcess | 2010 | 420.9645
IT | TRA_FT_LPG_N | TRA | V_DiscountedVariableCostsByProcess | 2020 | 606.9219
IT | TRA_FT_LPG_N | TRA | V_DiscountedVariableCostsByProcess | 2030 | 490.0152
IT | TRA_FT_LPG_N | TRA | V_DiscountedVariableCostsByProcess | 2040 | 493.3068
IT | TRA_FT_LPG_N | TRA | V_DiscountedVariableCostsByProcess | 2050 | 246.6867
IT | TRA_FT_NGA_N | TRA | V_DiscountedVariableCostsByProcess | 2010 | 533.1035
IT | TRA_FT_NGA_N | TRA | V_DiscountedVariableCostsByProcess | 2020 | 414.2363
IT | IND_FT_ELC_E | IND | V_DiscountedVariableCostsByProcess | 2006 | 29703.3061
IT | IND_FT_ELC_E | IND | V_DiscountedVariableCostsByProcess | 2007 | 40648.6188
IT | IND_FT_ELC_E | IND | V_DiscountedVariableCostsByProcess | 2010 | 28934.1493
IT | IND_FT_ELC_E | IND | V_DiscountedVariableCostsByProcess | 2020 | 8903.3517
IT | IND_FT_ELC_E | IND | V_DiscountedVariableCostsByProcess | 2030 | 7664.4131
IT | IND_FT_BFG_N | IND | V_DiscountedVariableCostsByProcess | 2007 | 0.71391
IT | IND_FT_BFG_N | IND | V_DiscountedVariableCostsByProcess | 2010 | 1.1559
IT | IND_FT_BFG_N | IND | V_DiscountedVariableCostsByProcess | 2030 | 0.78277
IT | IND_FT_BIO_N | IND | V_DiscountedVariableCostsByProcess | 2007 | 74.4483
IT | IND_FT_BIO_N | IND | V_DiscountedVariableCostsByProcess | 2010 | 92.5703
IT | IND_FT_BIO_N | IND | V_DiscountedVariableCostsByProcess | 2020 | 74.7657
IT | IND_FT_BIO_N | IND | V_DiscountedVariableCostsByProcess | 2030 | 32.0349
IT | IND_FT_COA_N | IND | V_DiscountedVariableCostsByProcess | 2007 | 8.7438
IT | IND_FT_COA_N | IND | V_DiscountedVariableCostsByProcess | 2010 | 12.2299
IT | IND_FT_COA_N | IND | V_DiscountedVariableCostsByProcess | 2020 | 5.1736
IT | IND_FT_COA_N | IND | V_DiscountedVariableCostsByProcess | 2030 | 488.7458
IT | IND_FT_COG_N | IND | V_DiscountedVariableCostsByProcess | 2030 | 99.7746
IT | IND_FT_COK_N | IND | V_DiscountedVariableCostsByProcess | 2030 | 167.0045
IT | IND_FT_ETH_N | IND | V_DiscountedVariableCostsByProcess | 2030 | 31.3551
IT | IND_FT_ETH_N | IND | V_DiscountedVariableCostsByProcess | 2040 | 0.65357
IT | IND_FT_ETH_N | IND | V_DiscountedVariableCostsByProcess | 2050 | 2.7561
IT | IND_FT_HFO_N | IND | V_DiscountedVariableCostsByProcess | 2030 | 91.8787
IT | IND_FT_HFO_N | IND | V_DiscountedVariableCostsByProcess | 2050 | 0.060554
IT | IND_FT_LPG_N | IND | V_DiscountedVariableCostsByProcess | 2030 | 160.504
IT | IND_FT_NAP_N | IND | V_DiscountedVariableCostsByProcess | 2030 | 25.7341
IT | IND_FT_NAP_N | IND | V_DiscountedVariableCostsByProcess | 2050 | 1.3863
IT | IND_FT_NGA_N | IND | V_DiscountedVariableCostsByProcess | 2020 | 618.7974
IT | IND_FT_NGA_N | IND | V_DiscountedVariableCostsByProcess | 2030 | 962.7312
IT | IND_FT_OIL_N | IND | V_DiscountedVariableCostsByProcess | 2030 | 150.7472
IT | IND_FT_OIL_N | IND | V_DiscountedVariableCostsByProcess | 2040 | 0.12305
IT | IND_FT_OIL_N | IND | V_DiscountedVariableCostsByProcess | 2050 | 1.0884
IT | IND_FT_PTC_N | IND | V_DiscountedVariableCostsByProcess | 2020 | 84.7229
IT | IND_CHP_NGA_TG_N | IND | V_DiscountedVariableCostsByProcess | 2030 | 216.2511
IT | IND_CHP_NGA_TG_N | IND | V_DiscountedVariableCostsByProcess | 2040 | 199.3506
IT | ELC_FT_BMU | ELC | V_DiscountedVariableCostsByProcess | 2007 | 2756.3217
IT | ELC_FT_BMU | ELC | V_DiscountedVariableCostsByProcess | 2010 | 12.852
IT | ELC_FT_BMU | ELC | V_DiscountedVariableCostsByProcess | 2030 | 89.7208
IT | ELC_COA_COND_E | ELC | V_DiscountedVariableCostsByProcess | 2006 | 615.9589
IT | ELC_COA_OIL_E | ELC | V_DiscountedVariableCostsByProcess | 2006 | 94.2021
IT | ELC_DERGAS_CC_E | ELC | V_DiscountedVariableCostsByProcess | 2006 | 32.1331
IT | ELC_NGA_CC_E | ELC | V_DiscountedVariableCostsByProcess | 2006 | 1776.9149
IT | ELC_NGA_OIL_E | ELC | V_DiscountedVariableCostsByProcess | 2006 | 44.2955
IT | ELC_NGA_STM_REP_E | ELC | V_DiscountedVariableCostsByProcess | 2006 | 26.0301
IT | ELC_NGA_TURB_E | ELC | V_DiscountedVariableCostsByProcess | 2006 | 3.1195
IT | ELC_DST_TURB_E | ELC | V_DiscountedVariableCostsByProcess | 2006 | 1.108
IT | ELC_OIL_STM_E | ELC | V_DiscountedVariableCostsByProcess | 2006 | 276.0663
IT | ELC_BGS_E | ELC | V_DiscountedVariableCostsByProcess | 2006 | 2.494
IT | ELC_BIO_CEN_E | ELC | V_DiscountedVariableCostsByProcess | 2006 | 16.6614
IT | ELC_BIO_DST_E | ELC | V_DiscountedVariableCostsByProcess | 2006 | 21.2535
IT | ELC_GEO_E | ELC | V_DiscountedVariableCostsByProcess | 2006 | 797.2781
IT | ELC_GEO_E | ELC | V_DiscountedVariableCostsByProcess | 2007 | 4.2524
IT | ELC_SOL_E | ELC | V_DiscountedVariableCostsByProcess | 2006 | 18.2025
IT | ELC_WIN_E | ELC | V_DiscountedVariableCostsByProcess | 2006 | 0
IT | ELC_WIN_E | ELC | V_DiscountedVariableCostsByProcess | 2007 | 0
IT | ELC_WIN_E | ELC | V_DiscountedVariableCostsByProcess | 2010 | 0
IT | ELC_WIN_E | ELC | V_DiscountedVariableCostsByProcess | 2020 | 0
IT | ELC_HYD_FLO_E | ELC | V_DiscountedVariableCostsByProcess | 2006 | 52.6965
IT | ELC_HYD_FLO_E | ELC | V_DiscountedVariableCostsByProcess | 2020 | 3.6096
IT | ELC_HYD_FLO_E | ELC | V_DiscountedVariableCostsByProcess | 2030 | 7.9799
IT | ELC_HYD_FLO_E | ELC | V_DiscountedVariableCostsByProcess | 2040 | 3.2369
IT | ELC_HYD_FLO_L10MW_E | ELC | V_DiscountedVariableCostsByProcess | 2006 | 37.8689
IT | ELC_HYD_FLO_L10MW_E | ELC | V_DiscountedVariableCostsByProcess | 2020 | 6.2766
IT | ELC_HYD_FLO_L10MW_E | ELC | V_DiscountedVariableCostsByProcess | 2030 | 2.5859
IT | ELC_HYD_FLO_L10MW_E | ELC | V_DiscountedVariableCostsByProcess | 2040 | 0.66636
IT | ELC_HYD_FLO_L10MW_E | ELC | V_DiscountedVariableCostsByProcess | 2050 | 1.0575
IT | ELC_HYD_RES_E | ELC | V_DiscountedVariableCostsByProcess | 2006 | 128.4129
IT | ELC_HYD_RES_E | ELC | V_DiscountedVariableCostsByProcess | 2010 | 14.101
IT | ELC_HYD_RES_E | ELC | V_DiscountedVariableCostsByProcess | 2030 | 14.7862
IT | ELC_HYD_RES_E | ELC | V_DiscountedVariableCostsByProcess | 2040 | 7.9265
IT | ELC_HYD_PUM_E | ELC | V_DiscountedVariableCostsByProcess | 2006 | 79.6129
IT | ELC_CHP_GASDER_CC_E | ELC | V_DiscountedVariableCostsByProcess | 2006 | 261.507
IT | ELC_CHP_GASDER_CC_E | ELC | V_DiscountedVariableCostsByProcess | 2007 | 188.5957
IT | ELC_CHP_GASDER_CC_E | ELC | V_DiscountedVariableCostsByProcess | 2020 | 178.7264
IT | ELC_CHP_GASDER_CC_E | ELC | V_DiscountedVariableCostsByProcess | 2050 | 9.1795
IT | ELC_CHP_HHC_CC_E | ELC | V_DiscountedVariableCostsByProcess | 2006 | 308.4329
IT | ELC_CHP_HHC_CC_E | ELC | V_DiscountedVariableCostsByProcess | 2007 | 148.1949
IT | ELC_CHP_NGA_CC_E | ELC | V_DiscountedVariableCostsByProcess | 2006 | 2503.0367
IT | ELC_CHP_NGA_CC_E | ELC | V_DiscountedVariableCostsByProcess | 2007 | 592.5601
IT | ELC_CHP_NGA_TURB_CEN_E | ELC | V_DiscountedVariableCostsByProcess | 2006 | 183.4367
IT | ELC_CHP_NGA_TURB_DST_E | ELC | V_DiscountedVariableCostsByProcess | 2006 | 198.7107
IT | ELC_CHP_NGA_TURB_DST_E | ELC | V_DiscountedVariableCostsByProcess | 2020 | 42.7845
IT | ELC_CHP_NGA_STM_COND_E | ELC | V_DiscountedVariableCostsByProcess | 2006 | 68.3015
IT | ELC_CHP_OIL_STM_COND_CEN_E | ELC | V_DiscountedVariableCostsByProcess | 2006 | 42.0783
IT | ELC_CHP_OIL_STM_COND_CEN_E | ELC | V_DiscountedVariableCostsByProcess | 2007 | 23.7954
IT | ELC_CHP_OIL_STM_COND_DST_E | ELC | V_DiscountedVariableCostsByProcess | 2006 | 94.6274
IT | ELC_CHP_BMU_E | ELC | V_DiscountedVariableCostsByProcess | 2006 | 134.326
IT | ELC_CHP_BMU_E | ELC | V_DiscountedVariableCostsByProcess | 2010 | 91.4283
IT | ELC_CHP_BMU_E | ELC | V_DiscountedVariableCostsByProcess | 2020 | 11.6129
IT | ELC_CHP_BGS_COG_E | ELC | V_DiscountedVariableCostsByProcess | 2006 | 2.7348
IT | ELC_CHP_COA_IGCC_E | ELC | V_DiscountedVariableCostsByProcess | 2006 | 224.9893
IT | ELC_CHP_BIO_CEN_E | ELC | V_DiscountedVariableCostsByProcess | 2006 | 31.0557
IT | ELC_COA_STM_P | ELC | V_DiscountedVariableCostsByProcess | 2007 | 133.4645
IT | ELC_COA_STM_P | ELC | V_DiscountedVariableCostsByProcess | 2020 | 53.2378
IT | ELC_NGA_CC_P | ELC | V_DiscountedVariableCostsByProcess | 2040 | 160.2472
IT | ELC_CHP_NGA_CC_P | ELC | V_DiscountedVariableCostsByProcess | 2007 | 199.8391
IT | ELC_CHP_NGA_CC_P | ELC | V_DiscountedVariableCostsByProcess | 2010 | 78.5039
IT | ELC_CHP_NGA_CC_P | ELC | V_DiscountedVariableCostsByProcess | 2030 | 17.7972
IT | ELC_CHP_NGA_CC_P | ELC | V_DiscountedVariableCostsByProcess | 2040 | 2.461
IT | ELC_CHP_NGA_TURB_P | ELC | V_DiscountedVariableCostsByProcess | 2030 | 0.62834
IT | ELC_NGA_CC_N | ELC | V_DiscountedVariableCostsByProcess | 2030 | 294.7623
IT | ELC_NGA_CC_N | ELC | V_DiscountedVariableCostsByProcess | 2040 | 324.2512
IT | ELC_BLQ_N | ELC | V_DiscountedVariableCostsByProcess | 2020 | 32.0487
IT | ELC_BLQ_N | ELC | V_DiscountedVariableCostsByProcess | 2050 | 7.8798
IT | ELC_BIO_5C_N | ELC | V_DiscountedVariableCostsByProcess | 2020 | 104.8891
IT | ELC_BGS_LAN_N | ELC | V_DiscountedVariableCostsByProcess | 2010 | 50.5263
IT | ELC_BGS_LAN_N | ELC | V_DiscountedVariableCostsByProcess | 2020 | 45.0505
IT | ELC_BGS_LAN_N | ELC | V_DiscountedVariableCostsByProcess | 2030 | 46.3668
IT | ELC_BGS_LAN_N | ELC | V_DiscountedVariableCostsByProcess | 2040 | 33.2094
IT | ELC_BGS_LAN_N | ELC | V_DiscountedVariableCostsByProcess | 2050 | 14.1925
IT | ELC_CHP_BMU_N | ELC | V_DiscountedVariableCostsByProcess | 2020 | 570.0601
IT | ELC_CHP_BMU_N | ELC | V_DiscountedVariableCostsByProcess | 2030 | 564.7779
IT | ELC_CHP_BMU_N | ELC | V_DiscountedVariableCostsByProcess | 2040 | 444.5145
IT | ELC_CHP_NGA_CC_N | ELC | V_DiscountedVariableCostsByProcess | 2007 | 133.0702
IT | ELC_CHP_NGA_CC_N | ELC | V_DiscountedVariableCostsByProcess | 2020 | 261.2661
IT | ELC_CHP_NGA_CC_N | ELC | V_DiscountedVariableCostsByProcess | 2040 | 1.9793
IT | ELC_CHP_NGA_CP_N | ELC | V_DiscountedVariableCostsByProcess | 2020 | 87.3703
IT | ELC_CHP_NGA_CP_N | ELC | V_DiscountedVariableCostsByProcess | 2030 | 275.7003
IT | ELC_CHP_NGA_CP_N | ELC | V_DiscountedVariableCostsByProcess | 2040 | 20.0322
IT | UPS_IMP_BIO_DST | UPS | V_DiscountedVariableCostsByProcess | 2010 | 8149.5074
IT | UPS_IMP_BIO_DST | UPS | V_DiscountedVariableCostsByProcess | 2020 | 10119.9448
IT | UPS_IMP_BIO_DST | UPS | V_DiscountedVariableCostsByProcess | 2040 | 1408.1229
IT | UPS_IMP_BIO_ETH | UPS | V_DiscountedVariableCostsByProcess | 2010 | 739.9948
IT | UPS_IMP_BIO_ETH | UPS | V_DiscountedVariableCostsByProcess | 2020 | 68.0887
IT | UPS_IMP_BIO_SLB | UPS | V_DiscountedVariableCostsByProcess | 2007 | 3012.0464
IT | UPS_IMP_BIO_SLB | UPS | V_DiscountedVariableCostsByProcess | 2010 | 1200.6765
IT | UPS_IMP_BIO_SLB | UPS | V_DiscountedVariableCostsByProcess | 2020 | 1003.2788
IT | UPS_IMP_COA_HCO_NOPEC | UPS | V_DiscountedVariableCostsByProcess | 2007 | 14827.2366
IT | UPS_IMP_COA_HCO_NOPEC | UPS | V_DiscountedVariableCostsByProcess | 2020 | 3920.0474
IT | UPS_IMP_COA_HCO_NOPEC | UPS | V_DiscountedVariableCostsByProcess | 2030 | 926.2335
IT | UPS_IMP_COA_OVC_NOPEC | UPS | V_DiscountedVariableCostsByProcess | 2007 | 183.4421
IT | UPS_IMP_COA_OVC_NOPEC | UPS | V_DiscountedVariableCostsByProcess | 2010 | 272.6717
IT | UPS_IMP_COA_OVC_NOPEC | UPS | V_DiscountedVariableCostsByProcess | 2030 | 72.9509
IT | UPS_IMP_ELC_CEN | UPS | V_DiscountedVariableCostsByProcess | 2007 | 43337.8559
IT | UPS_IMP_ELC_CEN | UPS | V_DiscountedVariableCostsByProcess | 2010 | 13991.6693
IT | UPS_IMP_ELC_CEN | UPS | V_DiscountedVariableCostsByProcess | 2020 | 4838.8043
IT | UPS_IMP_ELC_CEN | UPS | V_DiscountedVariableCostsByProcess | 2030 | 602.4789
IT | UPS_IMP_GAS_LNG | UPS | V_DiscountedVariableCostsByProcess | 2007 | 31110.4996
IT | UPS_IMP_GAS_LNG | UPS | V_DiscountedVariableCostsByProcess | 2020 | 17269.5545
IT | UPS_IMP_GAS_NGA | UPS | V_DiscountedVariableCostsByProcess | 2007 | 174025.5072
IT | UPS_IMP_GAS_NGA | UPS | V_DiscountedVariableCostsByProcess | 2010 | 39435.5565
IT | UPS_IMP_GAS_NGA | UPS | V_DiscountedVariableCostsByProcess | 2020 | 63454.038
IT | UPS_IMP_OIL_ADD_NOPEC | UPS | V_DiscountedVariableCostsByProcess | 2007 | 996.7714
IT | UPS_IMP_OIL_ADD_NOPEC | UPS | V_DiscountedVariableCostsByProcess | 2020 | 229.2482
IT | UPS_IMP_OIL_CRD_NOPEC | UPS | V_DiscountedVariableCostsByProcess | 2007 | 576788.5965
IT | UPS_IMP_OIL_DST_NOPEC | UPS | V_DiscountedVariableCostsByProcess | 2007 | 12536.4429
IT | UPS_IMP_OIL_DST_NOPEC | UPS | V_DiscountedVariableCostsByProcess | 2010 | 5927.5277
IT | UPS_IMP_OIL_DST_NOPEC | UPS | V_DiscountedVariableCostsByProcess | 2020 | 8691.5073
IT | UPS_IMP_OIL_FEE_NOPEC | UPS | V_DiscountedVariableCostsByProcess | 2007 | 10686.4299
IT | UPS_IMP_OIL_FEE_NOPEC | UPS | V_DiscountedVariableCostsByProcess | 2010 | 16056.179
IT | UPS_IMP_OIL_FEE_NOPEC | UPS | V_DiscountedVariableCostsByProcess | 2020 | 4814.1126
IT | UPS_IMP_OIL_FEE_NOPEC | UPS | V_DiscountedVariableCostsByProcess | 2030 | 6432.3106
IT | UPS_IMP_OIL_GSL_NOPEC | UPS | V_DiscountedVariableCostsByProcess | 2007 | 1309.3237
IT | UPS_IMP_OIL_GSL_NOPEC | UPS | V_DiscountedVariableCostsByProcess | 2010 | 654.1983
IT | UPS_IMP_OIL_GSL_NOPEC | UPS | V_DiscountedVariableCostsByProcess | 2020 | 521.5679
IT | UPS_IMP_OIL_HFO_NOPEC | UPS | V_DiscountedVariableCostsByProcess | 2007 | 11228.5561
IT | UPS_IMP_OIL_KER_NOPEC | UPS | V_DiscountedVariableCostsByProcess | 2007 | 2945.688
IT | UPS_IMP_OIL_KER_NOPEC | UPS | V_DiscountedVariableCostsByProcess | 2010 | 1090.6755
IT | UPS_IMP_OIL_LPG_NOPEC | UPS | V_DiscountedVariableCostsByProcess | 2007 | 4616.2463
IT | UPS_IMP_OIL_LPG_NOPEC | UPS | V_DiscountedVariableCostsByProcess | 2010 | 16033.6462
IT | UPS_IMP_OIL_NAP_NOPEC | UPS | V_DiscountedVariableCostsByProcess | 2007 | 4001.6519
IT | UPS_IMP_OIL_NAP_NOPEC | UPS | V_DiscountedVariableCostsByProcess | 2010 | 8382.1875
IT | UPS_IMP_OIL_NSP_NOPEC | UPS | V_DiscountedVariableCostsByProcess | 2007 | 2146.3537
IT | UPS_IMP_OIL_NSP_NOPEC | UPS | V_DiscountedVariableCostsByProcess | 2010 | 434.51
IT | UPS_IMP_OIL_NSP_NOPEC | UPS | V_DiscountedVariableCostsByProcess | 2020 | 424.6626
IT | UPS_IMP_OIL_PTC_NOPEC | UPS | V_DiscountedVariableCostsByProcess | 2007 | 9135.1274
IT | UPS_IMP_OIL_PTC_NOPEC | UPS | V_DiscountedVariableCostsByProcess | 2010 | 1160.4906
IT | UPS_IMP_OIL_PTC_NOPEC | UPS | V_DiscountedVariableCostsByProcess | 2030 | 922.7442
IT | UPS_EXP_BIO_DST | UPS | V_DiscountedVariableCostsByProcess | 2010 | -944.0773
IT | UPS_EXP_BIO_DST | UPS | V_DiscountedVariableCostsByProcess | 2020 | -2488.1916
IT | UPS_EXP_BIO_DST | UPS | V_DiscountedVariableCostsByProcess | 2030 | -6589.3705
IT | UPS_EXP_BIO_SLB | UPS | V_DiscountedVariableCostsByProcess | 2007 | -39.3667
IT | UPS_EXP_BIO_SLB | UPS | V_DiscountedVariableCostsByProcess | 2010 | -3.5106
IT | UPS_EXP_BIO_SLB | UPS | V_DiscountedVariableCostsByProcess | 2030 | -9.5712
IT | UPS_EXP_COA_HCO | UPS | V_DiscountedVariableCostsByProcess | 2010 | -1.4084
IT | UPS_EXP_COA_OVC | UPS | V_DiscountedVariableCostsByProcess | 2007 | -43.1575
IT | UPS_EXP_COA_OVC | UPS | V_DiscountedVariableCostsByProcess | 2010 | -429.1429
IT | UPS_EXP_COA_OVC | UPS | V_DiscountedVariableCostsByProcess | 2020 | -15.6725
IT | UPS_EXP_ELC_CEN | UPS | V_DiscountedVariableCostsByProcess | 2007 | -1858.4628
IT | UPS_EXP_ELC_CEN | UPS | V_DiscountedVariableCostsByProcess | 2010 | -1671.1386
IT | UPS_EXP_ELC_CEN | UPS | V_DiscountedVariableCostsByProcess | 2020 | -2389.6709
IT | UPS_EXP_ELC_CEN | UPS | V_DiscountedVariableCostsByProcess | 2040 | -1144.0981
IT | UPS_EXP_GAS_NGA | UPS | V_DiscountedVariableCostsByProcess | 2007 | -42.0309
IT | UPS_EXP_GAS_NGA | UPS | V_DiscountedVariableCostsByProcess | 2010 | -645.9369
IT | UPS_EXP_GAS_NGA | UPS | V_DiscountedVariableCostsByProcess | 2030 | -126.6187
IT | UPS_EXP_GAS_NGA | UPS | V_DiscountedVariableCostsByProcess | 2040 | -247.4045
IT | UPS_EXP_OIL_ADD_NOPEC | UPS | V_DiscountedVariableCostsByProcess | 2040 | -108.4087
IT | UPS_EXP_OIL_AVG | UPS | V_DiscountedVariableCostsByProcess | 2007 | -0.54016
IT | UPS_EXP_OIL_AVG | UPS | V_DiscountedVariableCostsByProcess | 2020 | -0.52791
IT | UPS_EXP_OIL_AVG | UPS | V_DiscountedVariableCostsByProcess | 2040 | -0.35784
IT | UPS_EXP_OIL_CRD | UPS | V_DiscountedVariableCostsByProcess | 2007 | -1737.7323
IT | UPS_EXP_OIL_CRD | UPS | V_DiscountedVariableCostsByProcess | 2010 | -1318.2284
IT | UPS_EXP_OIL_DST | UPS | V_DiscountedVariableCostsByProcess | 2007 | -31661.7354
IT | UPS_EXP_OIL_DST | UPS | V_DiscountedVariableCostsByProcess | 2010 | -44292.48
IT | UPS_EXP_OIL_DST | UPS | V_DiscountedVariableCostsByProcess | 2020 | -18104.1293
IT | UPS_EXP_OIL_DST | UPS | V_DiscountedVariableCostsByProcess | 2030 | -11994.4466
IT | UPS_EXP_OIL_FEE_NOPEC | UPS | V_DiscountedVariableCostsByProcess | 2040 | -778.6362
IT | UPS_EXP_OIL_GSL | UPS | V_DiscountedVariableCostsByProcess | 2007 | -31724.0041
IT | UPS_EXP_OIL_GSL | UPS | V_DiscountedVariableCostsByProcess | 2010 | -53123.732
IT | UPS_EXP_OIL_GSL | UPS | V_DiscountedVariableCostsByProcess | 2030 | -16377.0052
IT | UPS_EXP_OIL_HFO | UPS | V_DiscountedVariableCostsByProcess | 2007 | -13365.2358
IT | UPS_EXP_OIL_HFO | UPS | V_DiscountedVariableCostsByProcess | 2020 | -4483.9136
IT | UPS_EXP_OIL_JTK | UPS | V_DiscountedVariableCostsByProcess | 2007 | -840.4194
IT | UPS_EXP_OIL_JTK | UPS | V_DiscountedVariableCostsByProcess | 2010 | -1012.203
IT | UPS_EXP_OIL_JTK | UPS | V_DiscountedVariableCostsByProcess | 2040 | -93.3969
IT | UPS_EXP_OIL_KER | UPS | V_DiscountedVariableCostsByProcess | 2007 | -87.4298
IT | UPS_EXP_OIL_KER | UPS | V_DiscountedVariableCostsByProcess | 2010 | -1071.5392
IT | UPS_EXP_OIL_KER | UPS | V_DiscountedVariableCostsByProcess | 2020 | -2804.7553
IT | UPS_EXP_OIL_KER | UPS | V_DiscountedVariableCostsByProcess | 2040 | -939.6941
IT | UPS_EXP_OIL_LPG | UPS | V_DiscountedVariableCostsByProcess | 2007 | -1208.6088
IT | UPS_EXP_OIL_LPG | UPS | V_DiscountedVariableCostsByProcess | 2010 | -1427.1063
IT | UPS_EXP_OIL_LPG | UPS | V_DiscountedVariableCostsByProcess | 2020 | -681.7227
IT | UPS_EXP_OIL_NAP | UPS | V_DiscountedVariableCostsByProcess | 2007 | -2243.4333
IT | UPS_EXP_OIL_NAP | UPS | V_DiscountedVariableCostsByProcess | 2010 | -2610.6484
IT | UPS_EXP_OIL_NAP | UPS | V_DiscountedVariableCostsByProcess | 2030 | -2377.9896
IT | UPS_EXP_OIL_NSP | UPS | V_DiscountedVariableCostsByProcess | 2007 | -4209.1156
IT | UPS_EXP_OIL_NSP | UPS | V_DiscountedVariableCostsByProcess | 2010 | -692.6395
IT | UPS_EXP_OIL_NSP | UPS | V_DiscountedVariableCostsByProcess | 2030 | -569.9302
IT | UPS_EXP_OIL_PTC | UPS | V_DiscountedVariableCostsByProcess | 2007 | -145.1537
IT | UPS_EXP_OIL_PTC | UPS | V_DiscountedVariableCostsByProcess | 2010 | -406.064
IT | UPS_REG_GAS_ETH | UPS | V_DiscountedVariableCostsByProcess | 2007 | 8.0222
IT | UPS_REG_GAS_ETH | UPS | V_DiscountedVariableCostsByProcess | 2010 | 4.5031
IT | UPS_REG_GAS_ETH | UPS | V_DiscountedVariableCostsByProcess | 2020 | 1.7592
IT | UPS_REG_OIL_DST | UPS | V_DiscountedVariableCostsByProcess | 2007 | 416.1772
IT | UPS_REG_OIL_DST | UPS | V_DiscountedVariableCostsByProcess | 2010 | 1693.8301
IT | UPS_REG_OIL_DST | UPS | V_DiscountedVariableCostsByProcess | 2020 | 1420.5897
IT | UPS_REG_OIL_GSL | UPS | V_DiscountedVariableCostsByProcess | 2007 | 90.9703
IT | UPS_REG_OIL_GSL | UPS | V_DiscountedVariableCostsByProcess | 2030 | 25.6356
IT | UPS_REG_OIL_HFO | UPS | V_DiscountedVariableCostsByProcess | 2007 | 156.3046
IT | UPS_REG_OIL_HFO | UPS | V_DiscountedVariableCostsByProcess | 2010 | 55.0134
IT | UPS_REG_OIL_KER | UPS | V_DiscountedVariableCostsByProcess | 2007 | 93.7184
IT | UPS_REG_OIL_KER | UPS | V_DiscountedVariableCostsByProcess | 2010 | 230.3063
IT | UPS_REG_OIL_LPG | UPS | V_DiscountedVariableCostsByProcess | 2007 | 450.979
IT | UPS_REG_OIL_LPG | UPS | V_DiscountedVariableCostsByProcess | 2010 | 773.5264
IT | UPS_REG_OIL_LPG | UPS | V_DiscountedVariableCostsByProcess | 2030 | 42.7763
IT | UPS_REG_OIL_NAP | UPS | V_DiscountedVariableCostsByProcess | 2007 | 367.7766
IT | UPS_REG_OIL_NAP | UPS | V_DiscountedVariableCostsByProcess | 2010 | 170.3849
IT | UPS_REG_OIL_NAP | UPS | V_DiscountedVariableCostsByProcess | 2020 | 107.4696
IT | UPS_REG_OIL_NSP | UPS | V_DiscountedVariableCostsByProcess | 2007 | 45.6113
IT | UPS_REG_OIL_NSP | UPS | V_DiscountedVariableCostsByProcess | 2010 | 85.6081
IT | UPS_REG_OIL_PTC | UPS | V_DiscountedVariableCostsByProcess | 2007 | 526.5145
IT | UPS_REG_OIL_PTC | UPS | V_DiscountedVariableCostsByProcess | 2010 | 573.0929
IT | UPS_REG_GAS_RFG | UPS | V_DiscountedVariableCostsByProcess | 2007 | 26.7772
IT | UPS_REG_GAS_RFG | UPS | V_DiscountedVariableCostsByProcess | 2020 | 10.9107
IT | UPS_REG_GAS_RFG | UPS | V_DiscountedVariableCostsByProcess | 2030 | 0.42282
IT | UPS_MIN_RES_HOIL_STEP1 | UPS | V_DiscountedVariableCostsByProcess | 2007 | 252.972
IT | UPS_MIN_RES_HOIL_STEP1 | UPS | V_DiscountedVariableCostsByProcess | 2010 | 403.6034
IT | UPS_MIN_RES_HOIL_STEP2 | UPS | V_DiscountedVariableCostsByProcess | 2007 | 329.6614
IT | UPS_MIN_RES_HOIL_STEP2 | UPS | V_DiscountedVariableCostsByProcess | 2010 | 641.9966
IT | UPS_MIN_RES_HOIL_STEP3 | UPS | V_DiscountedVariableCostsByProcess | 2007 | 457.4985
IT | UPS_MIN_RES_HOIL_STEP3 | UPS | V_DiscountedVariableCostsByProcess | 2010 | 990.1786
IT | UPS_MIN_RES_NGA_STEP1 | UPS | V_DiscountedVariableCostsByProcess | 2007 | 267.4521
IT | UPS_MIN_RES_NGA_STEP1 | UPS | V_DiscountedVariableCostsByProcess | 2010 | 490.2619
IT | UPS_MIN_RES_NGA_STEP1 | UPS | V_DiscountedVariableCostsByProcess | 2020 | 54.9125
IT | UPS_MIN_RES_NGA_STEP2 | UPS | V_DiscountedVariableCostsByProcess | 2007 | 1515.428
IT | UPS_MIN_RES_NGA_STEP2 | UPS | V_DiscountedVariableCostsByProcess | 2020 | 109.8251
IT | UPS_MIN_RES_NGA_STEP3 | UPS | V_DiscountedVariableCostsByProcess | 2007 | 2196.3063
IT | UPS_MIN_RES_NGA_STEP3 | UPS | V_DiscountedVariableCostsByProcess | 2010 | 199.3994
IT | UPS_MIN_RES_HCOA | UPS | V_DiscountedVariableCostsByProcess | 2007 | 0.63765
IT | UPS_MIN_RES_HCOA | UPS | V_DiscountedVariableCostsByProcess | 2010 | 0.89249
IT | UPS_MIN_RES_DMY_ADD | UPS | V_DiscountedVariableCostsByProcess | 2007 | 1.6622
IT | UPS_MIN_RES_DMY_ADD | UPS | V_DiscountedVariableCostsByProcess | 2010 | 1.1873
IT | UPS_MIN_GRO_HOIL_STEP1 | UPS | V_DiscountedVariableCostsByProcess | 2007 | 12.6723
IT | UPS_MIN_GRO_HOIL_STEP1 | UPS | V_DiscountedVariableCostsByProcess | 2010 | 72.1277
IT | UPS_MIN_GRO_HOIL_STEP1 | UPS | V_DiscountedVariableCostsByProcess | 2020 | 154.9887
IT | UPS_MIN_GRO_HOIL_STEP1 | UPS | V_DiscountedVariableCostsByProcess | 2030 | 163.1151
IT | UPS_MIN_GRO_HOIL_STEP2 | UPS | V_DiscountedVariableCostsByProcess | 2007 | 127.2
IT | UPS_MIN_GRO_HOIL_STEP2 | UPS | V_DiscountedVariableCostsByProcess | 2010 | 244.6726
IT | UPS_MIN_GRO_HOIL_STEP2 | UPS | V_DiscountedVariableCostsByProcess | 2020 | 232.4831
IT | UPS_MIN_GRO_HOIL_STEP3 | UPS | V_DiscountedVariableCostsByProcess | 2007 | 197.7514
IT | UPS_MIN_GRO_HOIL_STEP3 | UPS | V_DiscountedVariableCostsByProcess | 2010 | 162.6151
IT | UPS_MIN_GRO_HOIL_STEP3 | UPS | V_DiscountedVariableCostsByProcess | 2020 | 349.4291
IT | UPS_MIN_GRO_NGA_STEP1 | UPS | V_DiscountedVariableCostsByProcess | 2007 | 145.7955
IT | UPS_MIN_GRO_NGA_STEP1 | UPS | V_DiscountedVariableCostsByProcess | 2020 | 12.8229
IT | UPS_MIN_GRO_NGA_STEP2 | UPS | V_DiscountedVariableCostsByProcess | 2007 | 317.2367
IT | UPS_MIN_GRO_NGA_STEP3 | UPS | V_DiscountedVariableCostsByProcess | 2007 | 264.8037
IT | UPS_MIN_GRO_NGA_STEP3 | UPS | V_DiscountedVariableCostsByProcess | 2010 | 172.5827
IT | UPS_MIN_GRO_NGA_STEP3 | UPS | V_DiscountedVariableCostsByProcess | 2030 | 38.4686
IT | UPS_MIN_DSC_HOIL_STEP1 | UPS | V_DiscountedVariableCostsByProcess | 2007 | 117.922
IT | UPS_MIN_DSC_HOIL_STEP1 | UPS | V_DiscountedVariableCostsByProcess | 2020 | 215.5435
IT | UPS_MIN_DSC_HOIL_STEP1 | UPS | V_DiscountedVariableCostsByProcess | 2030 | 226.8524
IT | UPS_MIN_DSC_HOIL_STEP2 | UPS | V_DiscountedVariableCostsByProcess | 2007 | 33.4114
IT | UPS_MIN_DSC_HOIL_STEP2 | UPS | V_DiscountedVariableCostsByProcess | 2010 | 798.895
IT | UPS_MIN_DSC_HOIL_STEP3 | UPS | V_DiscountedVariableCostsByProcess | 2007 | 274.4895
IT | UPS_MIN_DSC_HOIL_STEP3 | UPS | V_DiscountedVariableCostsByProcess | 2010 | 225.6491
IT | UPS_MIN_DSC_HOIL_STEP3 | UPS | V_DiscountedVariableCostsByProcess | 2020 | 484.9729
IT | UPS_MIN_DSC_NGA_STEP1 | UPS | V_DiscountedVariableCostsByProcess | 2007 | 20.9543
IT | UPS_MIN_DSC_NGA_STEP1 | UPS | V_DiscountedVariableCostsByProcess | 2030 | 16.2736
IT | UPS_MIN_DSC_NGA_STEP2 | UPS | V_DiscountedVariableCostsByProcess | 2007 | 6.774
IT | UPS_MIN_DSC_NGA_STEP2 | UPS | V_DiscountedVariableCostsByProcess | 2010 | 8.6267
IT | UPS_MIN_DSC_NGA_STEP2 | UPS | V_DiscountedVariableCostsByProcess | 2020 | 26.508
IT | UPS_MIN_DSC_NGA_STEP2 | UPS | V_DiscountedVariableCostsByProcess | 2030 | 32.5472
IT | UPS_MIN_DSC_NGA_STEP3 | UPS | V_DiscountedVariableCostsByProcess | 2007 | 10.161
IT | UPS_MIN_DSC_NGA_STEP3 | UPS | V_DiscountedVariableCostsByProcess | 2010 | 101.5228
IT | UPS_PRI_HOIL_STEP1 | UPS | V_DiscountedVariableCostsByProcess | 2006 | 0.27014
IT | UPS_PRI_HOIL_STEP1 | UPS | V_DiscountedVariableCostsByProcess | 2020 | 0.050096
IT | UPS_PRI_HOIL_STEP1 | UPS | V_DiscountedVariableCostsByProcess | 2030 | 0.069375
IT | UPS_PRI_HOIL_STEP2 | UPS | V_DiscountedVariableCostsByProcess | 2006 | 0.016749
IT | UPS_PRI_HOIL_STEP2 | UPS | V_DiscountedVariableCostsByProcess | 2030 | 0.0038249
IT | UPS_PRI_NGA_STEP1 | UPS | V_DiscountedVariableCostsByProcess | 2006 | 1722.3945
IT | UPS_PRI_NGA_STEP1 | UPS | V_DiscountedVariableCostsByProcess | 2007 | 5562.7318
IT | UPS_PRI_NGA_STEP1 | UPS | V_DiscountedVariableCostsByProcess | 2040 | 24.9281
IT | UPS_PRI_NGA_STEP2 | UPS | V_DiscountedVariableCostsByProcess | 2007 | 769.2846
IT | UPS_PRI_HCOA | UPS | V_DiscountedVariableCostsByProcess | 2006 | 1.0947
IT | UPS_PRI_HCOA | UPS | V_DiscountedVariableCostsByProcess | 2007 | 0.80171
IT | UPS_PRI_OILADD | UPS | V_DiscountedVariableCostsByProcess | 2006 | 2558.0456
IT | UPS_PRI_OILADD | UPS | V_DiscountedVariableCostsByProcess | 2007 | 148.2963
IT | UPS_PRI_OILADD | UPS | V_DiscountedVariableCostsByProcess | 2010 | 212.026
IT | UPS_SEC_OVC_COG | UPS | V_DiscountedVariableCostsByProcess | 2006 | 1122.8401
IT | UPS_SEC_OVC_COG | UPS | V_DiscountedVariableCostsByProcess | 2007 | 1764.7036
IT | UPS_SEC_BFG_OXY | UPS | V_DiscountedVariableCostsByProcess | 2007 | 423.9949
IT | UPS_SEC_BFG_OXY | UPS | V_DiscountedVariableCostsByProcess | 2010 | 45.6887
IT | UPS_SEC_BFG_OXY | UPS | V_DiscountedVariableCostsByProcess | 2040 | 0.022362
IT | UPS_SEC_REF_FDS | UPS | V_DiscountedVariableCostsByProcess | 2006 | 707.739
IT | UPS_SEC_REF_FDS | UPS | V_DiscountedVariableCostsByProcess | 2007 | 470.659
IT | UPS_SEC_REF_FDS | UPS | V_DiscountedVariableCostsByProcess | 2010 | 1133.205
IT | UPS_SEC_REF_FDS | UPS | V_DiscountedVariableCostsByProcess | 2030 | 318.2894
IT | UPS_SEC_REF_FDS | UPS | V_DiscountedVariableCostsByProcess | 2040 | 164.3859
IT | UPS_SEC_REF_FDS | UPS | V_DiscountedVariableCostsByProcess | 2050 | 45.9076
IT | UPS_SEC_REF_FLX | UPS | V_DiscountedVariableCostsByProcess | 2006 | 0.01172
IT | UPS_SEC_REF_FLX | UPS | V_DiscountedVariableCostsByProcess | 2007 | 65.864
IT | UPS_RNW_HYD | UPS | V_DiscountedVariableCostsByProcess | 2007 | 0.1389
IT | UPS_RNW_HYD | UPS | V_DiscountedVariableCostsByProcess | 2010 | 0.075585
IT | UPS_RNW_HYD | UPS | V_DiscountedVariableCostsByProcess | 2020 | 0.070165
IT | UPS_RNW_HYD | UPS | V_DiscountedVariableCostsByProcess | 2030 | 0.030963
IT | UPS_RNW_HYD | UPS | V_DiscountedVariableCostsByProcess | 2040 | 0.001243
IT | UPS_RNW_HYD | UPS | V_DiscountedVariableCostsByProcess | 2050 | 0.0039834
IT | UPS_RNW_GEO | UPS | V_DiscountedVariableCostsByProcess | 2007 | 0.21627
IT | UPS_RNW_GEO | UPS | V_DiscountedVariableCostsByProcess | 2010 | 0.01794
IT | UPS_RNW_GEO | UPS | V_DiscountedVariableCostsByProcess | 2020 | 0.050845
IT | UPS_RNW_GEO | UPS | V_DiscountedVariableCostsByProcess | 2050 | 0.0017171
IT | UPS_RNW_SOL | UPS | V_DiscountedVariableCostsByProcess | 2007 | 0.050299
IT | UPS_RNW_SOL | UPS | V_DiscountedVariableCostsByProcess | 2010 | 0.0046589
IT | UPS_RNW_SOL | UPS | V_DiscountedVariableCostsByProcess | 2020 | 0.054256
IT | UPS_RNW_SOL | UPS | V_DiscountedVariableCostsByProcess | 2030 | 0.009551
IT | UPS_RNW_SOL | UPS | V_DiscountedVariableCostsByProcess | 2040 | 0.001851
IT | UPS_RNW_SOL | UPS | V_DiscountedVariableCostsByProcess | 2050 | 0.00011923
IT | UPS_RNW_WIN | UPS | V_DiscountedVariableCostsByProcess | 2007 | 0.015912
IT | UPS_RNW_WIN | UPS | V_DiscountedVariableCostsByProcess | 2010 | 0.013452
IT | UPS_RNW_WIN | UPS | V_DiscountedVariableCostsByProcess | 2020 | 0.018528
IT | UPS_RNW_WIN | UPS | V_DiscountedVariableCostsByProcess | 2030 | 0.0042509
IT | UPS_RNW_WIN | UPS | V_DiscountedVariableCostsByProcess | 2040 | 0.00024935
IT | UPS_RNW_WIN | UPS | V_DiscountedVariableCostsByProcess | 2050 | 0.00026534
IT | UPS_RNW_SLB_LOW | UPS | V_DiscountedVariableCostsByProcess | 2007 | 2331.5048
IT | UPS_RNW_SLB_LOW | UPS | V_DiscountedVariableCostsByProcess | 2020 | 775.538
IT | UPS_RNW_SLB_LOW | UPS | V_DiscountedVariableCostsByProcess | 2030 | 108.7726
IT | UPS_RNW_SLB_MED | UPS | V_DiscountedVariableCostsByProcess | 2007 | 5224.1996
IT | UPS_RNW_SLB_MED | UPS | V_DiscountedVariableCostsByProcess | 2030 | 2690.3195
IT | UPS_RNW_SLB_MED | UPS | V_DiscountedVariableCostsByProcess | 2040 | 295.1649
IT | UPS_RNW_SLB_MED | UPS | V_DiscountedVariableCostsByProcess | 2050 | 369.8457
IT | UPS_RNW_SLB_REG | UPS | V_DiscountedVariableCostsByProcess | 2007 | 5875.6216
IT | UPS_RNW_SLB_REG | UPS | V_DiscountedVariableCostsByProcess | 2020 | 292.36
IT | UPS_RNW_WOD | UPS | V_DiscountedVariableCostsByProcess | 2007 | 62.309
IT | UPS_RNW_WOD | UPS | V_DiscountedVariableCostsByProcess | 2030 | 45.428
IT | UPS_RNW_WOD | UPS | V_DiscountedVariableCostsByProcess | 2050 | 8.2862
IT | UPS_RNW_BIN | UPS | V_DiscountedVariableCostsByProcess | 2007 | 12.2443
IT | UPS_RNW_BIN | UPS | V_DiscountedVariableCostsByProcess | 2010 | 6.8288
IT | UPS_RNW_BIN | UPS | V_DiscountedVariableCostsByProcess | 2020 | 7.364
IT | UPS_RNW_BIN | UPS | V_DiscountedVariableCostsByProcess | 2030 | 2.4249
IT | UPS_RNW_BMU | UPS | V_DiscountedVariableCostsByProcess | 2007 | 42.7498
IT | UPS_RNW_BMU | UPS | V_DiscountedVariableCostsByProcess | 2010 | 48.737
IT | UPS_RNW_BMU | UPS | V_DiscountedVariableCostsByProcess | 2030 | 6.118
IT | UPS_RNW_BGS | UPS | V_DiscountedVariableCostsByProcess | 2007 | 0.01448
IT | UPS_RNW_BGS | UPS | V_DiscountedVariableCostsByProcess | 2010 | 0.014361
IT | UPS_RNW_BGS | UPS | V_DiscountedVariableCostsByProcess | 2020 | 0.031875
IT | UPS_RNW_BGS | UPS | V_DiscountedVariableCostsByProcess | 2030 | 0.011043
IT | UPS_RNW_BGS | UPS | V_DiscountedVariableCostsByProcess | 2040 | 0.0094758
IT | UPS_RNW_BGS | UPS | V_DiscountedVariableCostsByProcess | 2050 | 0.001311
IT | UPS_RNW_BLQ_SUB | UPS | V_DiscountedVariableCostsByProcess | 2007 | 2134.3983
IT | UPS_RNW_BLQ_SUB | UPS | V_DiscountedVariableCostsByProcess | 2010 | 2004.2358
IT | UPS_RNW_BLQ_SUB | UPS | V_DiscountedVariableCostsByProcess | 2040 | 46.5212
IT | UPS_RNW_BLQ | UPS | V_DiscountedVariableCostsByProcess | 2007 | 1397.733
IT | UPS_RNW_BLQ | UPS | V_DiscountedVariableCostsByProcess | 2010 | 2117.0186
IT | UPS_RNW_BLQ | UPS | V_DiscountedVariableCostsByProcess | 2020 | 832.2106
IT | UPS_RNW_BIO_ETH | UPS | V_DiscountedVariableCostsByProcess | 2007 | 364.7452
IT | UPS_RNW_BIO_ETH | UPS | V_DiscountedVariableCostsByProcess | 2010 | 111.7813
IT | UPS_RNW_BIO_ETH | UPS | V_DiscountedVariableCostsByProcess | 2020 | 19.7789
IT | UPS_RNW_BIO_ETH | UPS | V_DiscountedVariableCostsByProcess | 2030 | 117.1397
IT | DMY_DEM_ANNUAL | UPS | V_DiscountedVariableCostsByProcess | 2007 | 1187408.7904
IT | DMY_DEM_ANNUAL | UPS | V_DiscountedVariableCostsByProcess | 2010 | 565575.1698
IT | H2_SMR_CL | H2 | V_DiscountedVariableCostsByProcess | 2040 | 1.8122
IT | H2_TRA_FT_LC1 | H2 | V_DiscountedVariableCostsByProcess | 2040 | 24.249